## run_metadata
building_spec | hvac_config | weather_summary | zone_occupancy_meta | axis_mode | fixed_strategy | fixed_severity | fixed_climate | available_hvac_types | available_severity_levels | available_climate_levels | degradation_model | ems_mode | operation_schedule_rows | include_baseline_layer | include_baseline_as_scenario | time_step_hours | parameter_switches
{'building_type': 'Educational / University building', 'location': 'Example', 'conditioned_area_m2': 1000.0, 'floors': 2, 'n_spaces': 10, 'occupancy_density_p_m2': 0.08, 'lighting_w_m2': 10.0, 'equipment_w_m2': 8.0, 'airflow_m3h_m2': 4.0, 'infiltration_ach': 0.5, 'sensible_w_per_person': 75.0, 'cooling_intensity_w_m2': 100.0, 'heating_intensity_w_m2': 55.0, 'wall_u': 0.6, 'roof_u': 0.35, 'window_u': 2.7, 'shgc': 0.35, 'glazing_ratio': 0.3} | {'years': 1, 'days_per_year': 365, 'hvac_system_type': 'Chiller_AHU', 'COP_COOL_NOM': 4.5, 'COP_HEAT_NOM': 3.2, 'COP_AGING_RATE': 0.005, 'FAN_EFF': 0.7, 'PUMP_SPECIFIC_W_M2': 1.3, 'AUXILIARY_W_M2': 0.55, 'T_SET': 23.0, 'T_SP_MIN': 21.0, 'T_SP_MAX': 26.0, 'AF_MIN': 0.55, 'AF_MAX': 1.0, 'RF_STAR': 0.0002, 'B_FOUL': 0.015, 'RF_THRESH': 0.00016, 'RF_WARN': 0.00012, 'DP_CLEAN': 150.0, 'DP_THRESH': 420.0, 'DP_WARN': 320.0, 'DP_MAX': 450.0, 'DUST_RATE': 1.2, 'K_CLOG': 6.0, 'DEG_TRIGGER': 0.55, 'E_PRICE': 0.12, 'CO2_FACTOR': 0.536, 'COST_FILTER': 50.0, 'COST_HX': 300.0, 'FILTER_INTERVAL': 90, 'HX_INTERVAL': 180, 'W_ENERGY': 0.35, 'W_DEGRAD': 0.25, 'W_COMFORT': 0.25, 'W_CARBON': 0.15, 'DT_REF_COOL': 15.0, 'DT_REF_HEAT': 18.0, 'A_COOL_ENV': 0.45, 'A_HEAT_ENV': 0.55, 'INTERNAL_USE_FACTOR': 0.65, 'HEAT_INTERNAL_CREDIT': 0.6, 'SOLAR_COOL_FACTOR': 0.12, 'INFIL_COOL_FACTOR': 0.08, 'INFIL_HEAT_FACTOR': 0.1, 'HUMIDITY_COOL_FACTOR': 0.004, 'HUMIDITY_COMFORT_FACTOR': 0.02, 'APO_POP': 4, 'APO_ITERS': 1, 'degradation_model': 'physics', 'LINEAR_DEG_PER_DAY': 0.00012, 'EXP_DEG_RATE_PER_DAY': 0.00018, 'TIME_STEP_HOURS': 24.0, 'USE_HVAC_PRESET': True, 'USE_ENVELOPE': True, 'USE_WALLS': True, 'USE_ROOF': True, 'USE_WINDOWS': True, 'USE_SOLAR': True, 'USE_INFILTRATION': True, 'USE_INTERNAL_GAINS': True, 'USE_PEOPLE_GAINS': True, 'USE_LIGHTING_GAINS': True, 'USE_EQUIPMENT_GAINS': True, 'USE_HVAC_FANS': True, 'USE_HVAC_PUMPS': True, 'USE_HVAC_AUXILIARY': True, 'USE_COOLING': True, 'USE_HEATING': True, 'USE_DEGRADATION': True, 'USE_CARBON': True, 'USE_MAINTENANCE_COST': True, 'EMS_MODE': 'Disabled', 'EMS_OCC_CONTROL': False, 'EMS_NIGHT_SETBACK': False, 'EMS_DEMAND_RESPONSE': False, 'EMS_ECONOMIZER': False, 'EMS_OPTIMUM_START': False, 'EMS_CUSTOM_SCHEDULE_ENABLED': False, 'EMS_LOW_OCC_THRESHOLD': 0.25, 'EMS_LOW_OCC_AIRFLOW_FACTOR': 0.65, 'EMS_LOW_OCC_SETPOINT_SHIFT_C': 1.0, 'EMS_NIGHT_START_HOUR': 19.0, 'EMS_NIGHT_END_HOUR': 6.0, 'EMS_NIGHT_SETPOINT_SHIFT_C': 2.0, 'EMS_NIGHT_AIRFLOW_FACTOR': 0.55, 'EMS_DR_START_HOUR': 13.0, 'EMS_DR_END_HOUR': 17.0, 'EMS_DR_SETPOINT_SHIFT_C': 1.5, 'EMS_DR_AIRFLOW_REDUCTION': 0.15, 'EMS_ECONOMIZER_TEMP_LOW_C': 16.0, 'EMS_ECONOMIZER_TEMP_HIGH_C': 22.0, 'EMS_ECONOMIZER_COOLING_REDUCTION': 0.2, 'EMS_OPTIMUM_START_HOUR': 7.0, 'EMS_PRECOOL_SHIFT_C': -0.8, 'APPLY_PART_LOAD_COP_TO_CORE': True, 'APPLY_LATENT_LOAD_TO_CORE': True, 'APPLY_HX_AIR_PRESSURE_TO_FAN': True, 'APPLY_HX_WATER_PRESSURE_TO_PUMP': True, 'APPLY_HX_UA_TO_CAPACITY': True, 'APPLY_NATIVE_ZONE_LOADS': False, 'PLR_CURVE_TYPE': 'Quadratic', 'PLR_A': 0.85, 'PLR_B': 0.25, 'PLR_C': -0.1, 'PLR_D': 0.0, 'PLR_MIN_MODIFIER': 0.55, 'PLR_MAX_MODIFIER': 1.15, 'INDOOR_RH_TARGET_PCT': 50.0, 'ATM_PRESSURE_PA': 101325.0, 'LATENT_VENTILATION_FRACTION': 0.35, 'FLOOR_TO_FLOOR_M': 3.2, 'LATENT_HEAT_VAPORIZATION_KJ_KG': 2501.0, 'HX_AIR_FOULING_FACTOR': 0.75, 'HX_WATER_DP_CLEAN_KPA': 35.0, 'HX_WATER_FLOW_M3H': 0.0, 'HX_WATER_FLOW_NOM_M3H': 0.0, 'HX_WATER_FOULING_FACTOR': 0.35, 'HX_PUMP_EFF': 0.65, 'HX_CHW_DT_K': 5.0, 'HX_HW_DT_K': 10.0, 'HX_UA_CLEAN_KW_K': 0.0, 'HX_UA_LOSS_FACTOR': 0.3, 'HX_LMTD_CORRECTION': 0.9, 'HX_AIR_DENSITY_KG_M3': 1.2, 'HX_WATER_DENSITY_KG_M3': 997.0, 'HX_CP_AIR_KJ_KG_K': 1.006, 'HX_CP_WATER_KJ_KG_K': 4.186} | {'source_mode': 'synthetic_timeseries', 'epw_path': None, 'n_records': 365, 'n_days': 365, 'time_step_hours': 24.0, 'native_resolution': 'daily_expanded_diurnal', 'T_mean_annual_avg_C': 21.479590274138346, 'T_max_annual_avg_C': 26.939495304378575, 'RH_annual_avg_pct': 64.98546927362955, 'GHI_annual_avg_Wm2': 509.7443800472357} | {'mode': 'general', 'weighted_occ_density': 0.08, 'schedule_profile': {'term_factor': 0.8, 'break_factor': 0.25, 'summer_factor': 0.35}} | baseline_scenario | S2 | Moderate | C0_Baseline | ['Chiller_AHU', 'VRF', 'Packaged_DX', 'Heat_Pump', 'Custom'] | ['Mild', 'Moderate', 'Severe', 'High'] | ['C0_Baseline', 'C1_Warm', 'C2_Heatwave', 'C3_FutureHot'] | physics | Disabled | 0 | TRUE | FALSE | 24 | {}

## summary
strategy | severity | climate | scenario_combo_3axis | Building Area m2 | No. of Spaces | HVAC System | Cooling Design kW | Heating Design kW | Airflow m3h | Time Step Hours | Total Energy MWh | Total Thermal HVAC Energy MWh | Total Fan Energy MWh | Total Pump Energy MWh | Total Auxiliary Energy MWh | Total Cost USD | Total CO2 tonne | Mean COP | Mean Degradation Index | Mean Comfort Deviation C | Mean Cooling Load kW | Mean Heating Load kW | Occupied Discomfort Days | Filter Replacements count | HX Cleanings count
S2 | Baseline_NoDegradation | C0_Baseline | BASELINE_S2_C0_Baseline | 1000 | 10 | Chiller_AHU | 100 | 55 | 4000 | 24 | 83.0057 | 77.9447 | 2.0857 | 0 | 2.9753 | 9960.6823 | 44.491 | 4.1612 | 0 | 0.45422 | 36.1631 | 3.9188 | 161 | 0 | 0

## annual
strategy | severity | climate | year | annual_energy_MWh | annual_thermal_hvac_MWh | annual_fan_MWh | annual_pump_MWh | annual_auxiliary_MWh | annual_cost_usd | annual_co2_tonne | mean_COP | mean_delta | mean_comfort_dev | mean_Q_cool_kw | mean_Q_heat_kw | occupied_discomfort_days
S2 | Baseline_NoDegradation | C0_Baseline | 1 | 83.0057 | 77.9447 | 2.0857 | 0 | 2.9753 | 9960.6823 | 44.491 | 4.1612 | 0 | 0.45422 | 36.1631 | 3.9188 | 161

## dataset_head
strategy | severity | climate | scenario_combo_3axis | building_type | area_m2 | floors | n_spaces | hvac_system_type | Q_cool_des_kw | Q_heat_des_kw | Q_air_nom_m3h | step | elapsed_days | day | year | day_of_year | hour_of_day | time_step_hours | time_scale_days | T_amb_C | T_max_C | RH_mean_pct | GHI_mean_Wm2 | occ | T_sp_C | alpha_flow | R_f | dust_kg | dP_Pa | delta | COP_eff | mode | Q_cool_kw | Q_heat_kw | Q_HVAC_kw | P_hvac_kw | P_fan_kw | P_pump_kw | P_auxiliary_kw | P_total_kw | thermal_hvac_kwh_period | fan_kwh_period | pump_kwh_period | auxiliary_kwh_period | people_count | internal_gains_kw | sensible_people_kw | energy_kwh_period | energy_kwh_day | co2_kg_period | co2_kg_day | comfort_dev_C | occupied_discomfort_flag | occupied_discomfort_day_equiv | cost_usd_period | cost_usd_day | hx_cleaned | filter_replaced | baseline_flag
S2 | Baseline_NoDegradation | C0_Baseline | BASELINE_S2_C0_Baseline | Educational / University building | 1000 | 2 | 10 | Chiller_AHU | 100 | 55 | 4000 | 1 | 0 | 1 | 1 | 1 | 0 | 24 | 1 | 12.8517 | 17.4357 | 58.3223 | 370.963 | 0.25 | 23 | 1 | 0 | 0 | 150 | 0 | 3.0353 | heating | 8.0797 | 15.3406 | 15.3406 | 5.0541 | 0.2381 | 0 | 0.1925 | 5.4847 | 121.2994 | 5.7143 | 0 | 4.62 | 20 | 6.525 | 1.5 | 131.6336 | 131.6336 | 70.5556 | 70.5556 | 0.6089 | 0 | 0 | 15.796 | 15.796 | 0 | 0 | 1
S2 | Baseline_NoDegradation | C0_Baseline | BASELINE_S2_C0_Baseline | Educational / University building | 1000 | 2 | 10 | Chiller_AHU | 100 | 55 | 4000 | 2 | 1 | 2 | 1 | 2 | 0 | 24 | 1 | 11.7576 | 16.2367 | 56.8618 | 347.9785 | 0.25 | 23 | 1 | 0 | 0 | 150 | 0 | 3.0002 | heating | 8.1277 | 17.5137 | 17.5137 | 5.8374 | 0.2381 | 0 | 0.1925 | 6.268 | 140.0983 | 5.7143 | 0 | 4.62 | 20 | 6.525 | 1.5 | 150.4325 | 150.4325 | 80.6318 | 80.6318 | 0.67455 | 0 | 0 | 18.0519 | 18.0519 | 0 | 0 | 1
S2 | Baseline_NoDegradation | C0_Baseline | BASELINE_S2_C0_Baseline | Educational / University building | 1000 | 2 | 10 | Chiller_AHU | 100 | 55 | 4000 | 3 | 2 | 3 | 1 | 3 | 0 | 24 | 1 | 12.761 | 17.4198 | 58.1522 | 372.0104 | 0.25 | 23 | 1 | 0 | 0 | 150 | 0 | 3.0324 | heating | 8.1897 | 15.5207 | 15.5207 | 5.1184 | 0.2381 | 0 | 0.1925 | 5.549 | 122.8412 | 5.7143 | 0 | 4.62 | 20 | 6.525 | 1.5 | 133.1755 | 133.1755 | 71.3821 | 71.3821 | 0.61434 | 0 | 0 | 15.9811 | 15.9811 | 0 | 0 | 1
S2 | Baseline_NoDegradation | C0_Baseline | BASELINE_S2_C0_Baseline | Educational / University building | 1000 | 2 | 10 | Chiller_AHU | 100 | 55 | 4000 | 4 | 3 | 4 | 1 | 4 | 0 | 24 | 1 | 12.8414 | 18.2923 | 57.1182 | 341.4196 | 0.25 | 23 | 1 | 0 | 0 | 150 | 0 | 3.0349 | heating | 8.2265 | 15.3612 | 15.3612 | 5.0615 | 0.2381 | 0 | 0.1925 | 5.4921 | 121.4755 | 5.7143 | 0 | 4.62 | 20 | 6.525 | 1.5 | 131.8097 | 131.8097 | 70.65 | 70.65 | 0.60952 | 0 | 0 | 15.8172 | 15.8172 | 0 | 0 | 1
S2 | Baseline_NoDegradation | C0_Baseline | BASELINE_S2_C0_Baseline | Educational / University building | 1000 | 2 | 10 | Chiller_AHU | 100 | 55 | 4000 | 5 | 4 | 5 | 1 | 5 | 0 | 24 | 1 | 13.0342 | 17.6507 | 57.7325 | 359.757 | 0.25 | 23 | 1 | 0 | 0 | 150 | 0 | 3.0411 | heating | 8.2903 | 14.9782 | 14.9782 | 4.9253 | 0.2381 | 0 | 0.1925 | 5.3559 | 118.2062 | 5.7143 | 0 | 4.62 | 20 | 6.525 | 1.5 | 128.5404 | 128.5404 | 68.8977 | 68.8977 | 0.59795 | 0 | 0 | 15.4249 | 15.4249 | 0 | 0 | 1
S2 | Baseline_NoDegradation | C0_Baseline | BASELINE_S2_C0_Baseline | Educational / University building | 1000 | 2 | 10 | Chiller_AHU | 100 | 55 | 4000 | 6 | 5 | 6 | 1 | 6 | 0 | 24 | 1 | 12.8015 | 17.5291 | 58.2158 | 359.8143 | 0.25 | 23 | 1 | 0 | 0 | 150 | 0 | 3.0336 | heating | 8.3434 | 15.4404 | 15.4404 | 5.0897 | 0.2381 | 0 | 0.1925 | 5.5203 | 122.1535 | 5.7143 | 0 | 4.62 | 20 | 6.525 | 1.5 | 132.4878 | 132.4878 | 71.0135 | 71.0135 | 0.61191 | 0 | 0 | 15.8985 | 15.8985 | 0 | 0 | 1
S2 | Baseline_NoDegradation | C0_Baseline | BASELINE_S2_C0_Baseline | Educational / University building | 1000 | 2 | 10 | Chiller_AHU | 100 | 55 | 4000 | 7 | 6 | 7 | 1 | 7 | 0 | 24 | 1 | 12.7263 | 17.5855 | 56.6332 | 372.3622 | 0.25 | 23 | 1 | 0 | 0 | 150 | 0 | 3.0312 | heating | 8.4094 | 15.5897 | 15.5897 | 5.143 | 0.2381 | 0 | 0.1925 | 5.5736 | 123.4318 | 5.7143 | 0 | 4.62 | 20 | 6.525 | 1.5 | 133.7661 | 133.7661 | 71.6986 | 71.6986 | 0.61642 | 0 | 0 | 16.0519 | 16.0519 | 0 | 0 | 1
S2 | Baseline_NoDegradation | C0_Baseline | BASELINE_S2_C0_Baseline | Educational / University building | 1000 | 2 | 10 | Chiller_AHU | 100 | 55 | 4000 | 8 | 7 | 8 | 1 | 8 | 0 | 24 | 1 | 13.196 | 18.3683 | 59.6525 | 359.0723 | 0.8 | 23 | 1 | 0 | 0 | 150 | 0 | 4.5 | cooling | 18.1835 | 8.8158 | 18.1835 | 4.0408 | 0.2381 | 0 | 0.44 | 4.7189 | 96.9787 | 5.7143 | 0 | 10.56 | 64 | 12.96 | 4.8 | 113.253 | 113.253 | 60.7036 | 60.7036 | 0.58824 | 1 | 1 | 13.5904 | 13.5904 | 0 | 0 | 1
S2 | Baseline_NoDegradation | C0_Baseline | BASELINE_S2_C0_Baseline | Educational / University building | 1000 | 2 | 10 | Chiller_AHU | 100 | 55 | 4000 | 9 | 8 | 9 | 1 | 9 | 0 | 24 | 1 | 12.7852 | 17.4597 | 56.4046 | 391.9261 | 0.8 | 23 | 1 | 0 | 0 | 150 | 0 | 4.5 | cooling | 18.2799 | 9.6318 | 18.2799 | 4.0622 | 0.2381 | 0 | 0.44 | 4.7403 | 97.493 | 5.7143 | 0 | 10.56 | 64 | 12.96 | 4.8 | 113.7673 | 113.7673 | 60.9793 | 60.9793 | 0.61289 | 1 | 1 | 13.6521 | 13.6521 | 0 | 0 | 1
S2 | Baseline_NoDegradation | C0_Baseline | BASELINE_S2_C0_Baseline | Educational / University building | 1000 | 2 | 10 | Chiller_AHU | 100 | 55 | 4000 | 10 | 9 | 10 | 1 | 10 | 0 | 24 | 1 | 13.0385 | 17.7024 | 53.3301 | 384.5031 | 0.8 | 23 | 1 | 0 | 0 | 150 | 0 | 4.5 | cooling | 18.3266 | 9.1287 | 18.3266 | 4.0726 | 0.2381 | 0 | 0.44 | 4.7507 | 97.7421 | 5.7143 | 0 | 10.56 | 64 | 12.96 | 4.8 | 114.0163 | 114.0163 | 61.1128 | 61.1128 | 0.59769 | 1 | 1 | 13.682 | 13.682 | 0 | 0 | 1
S2 | Baseline_NoDegradation | C0_Baseline | BASELINE_S2_C0_Baseline | Educational / University building | 1000 | 2 | 10 | Chiller_AHU | 100 | 55 | 4000 | 11 | 10 | 11 | 1 | 11 | 0 | 24 | 1 | 13.5238 | 18.741 | 53.4574 | 378.2774 | 0.8 | 23 | 1 | 0 | 0 | 150 | 0 | 4.5 | cooling | 18.373 | 8.1649 | 18.373 | 4.0829 | 0.2381 | 0 | 0.44 | 4.761 | 97.9896 | 5.7143 | 0 | 10.56 | 64 | 12.96 | 4.8 | 114.2639 | 114.2639 | 61.2454 | 61.2454 | 0.56857 | 1 | 1 | 13.7117 | 13.7117 | 0 | 0 | 1
S2 | Baseline_NoDegradation | C0_Baseline | BASELINE_S2_C0_Baseline | Educational / University building | 1000 | 2 | 10 | Chiller_AHU | 100 | 55 | 4000 | 12 | 11 | 12 | 1 | 12 | 0 | 24 | 1 | 13.2696 | 18.3571 | 56.3436 | 380.2473 | 0.8 | 23 | 1 | 0 | 0 | 150 | 0 | 4.5 | cooling | 18.4321 | 8.6697 | 18.4321 | 4.096 | 0.2381 | 0 | 0.44 | 4.7741 | 98.3044 | 5.7143 | 0 | 10.56 | 64 | 12.96 | 4.8 | 114.5787 | 114.5787 | 61.4142 | 61.4142 | 0.58382 | 1 | 1 | 13.7494 | 13.7494 | 0 | 0 | 1
S2 | Baseline_NoDegradation | C0_Baseline | BASELINE_S2_C0_Baseline | Educational / University building | 1000 | 2 | 10 | Chiller_AHU | 100 | 55 | 4000 | 13 | 12 | 13 | 1 | 13 | 0 | 24 | 1 | 13.6123 | 18.6393 | 54.9945 | 390.5405 | 0.8 | 23 | 1 | 0 | 0 | 150 | 0 | 4.5 | cooling | 18.5076 | 7.989 | 18.5076 | 4.1128 | 0.2381 | 0 | 0.44 | 4.7909 | 98.707 | 5.7143 | 0 | 10.56 | 64 | 12.96 | 4.8 | 114.9812 | 114.9812 | 61.6299 | 61.6299 | 0.56326 | 1 | 1 | 13.7977 | 13.7977 | 0 | 0 | 1
S2 | Baseline_NoDegradation | C0_Baseline | BASELINE_S2_C0_Baseline | Educational / University building | 1000 | 2 | 10 | Chiller_AHU | 100 | 55 | 4000 | 14 | 13 | 14 | 1 | 14 | 0 | 24 | 1 | 12.6083 | 17.4804 | 53.2941 | 367.2745 | 0.8 | 23 | 1 | 0 | 0 | 150 | 0 | 4.5 | cooling | 18.5168 | 9.9831 | 18.5168 | 4.1149 | 0.2381 | 0 | 0.44 | 4.7929 | 98.7565 | 5.7143 | 0 | 10.56 | 64 | 12.96 | 4.8 | 115.0308 | 115.0308 | 61.6565 | 61.6565 | 0.6235 | 1 | 1 | 13.8037 | 13.8037 | 0 | 0 | 1
S2 | Baseline_NoDegradation | C0_Baseline | BASELINE_S2_C0_Baseline | Educational / University building | 1000 | 2 | 10 | Chiller_AHU | 100 | 55 | 4000 | 15 | 14 | 15 | 1 | 15 | 0 | 24 | 1 | 13.2658 | 18.8637 | 52.325 | 401.5526 | 0.8 | 23 | 1 | 0 | 0 | 150 | 0 | 4.5 | cooling | 18.6463 | 8.6773 | 18.6463 | 4.1436 | 0.2381 | 0 | 0.44 | 4.8217 | 99.4468 | 5.7143 | 0 | 10.56 | 64 | 12.96 | 4.8 | 115.7211 | 115.7211 | 62.0265 | 62.0265 | 0.58405 | 1 | 1 | 13.8865 | 13.8865 | 0 | 0 | 1
S2 | Baseline_NoDegradation | C0_Baseline | BASELINE_S2_C0_Baseline | Educational / University building | 1000 | 2 | 10 | Chiller_AHU | 100 | 55 | 4000 | 16 | 15 | 16 | 1 | 16 | 0 | 24 | 1 | 12.6307 | 17.4968 | 54.2072 | 396.0441 | 0.8 | 23 | 1 | 0 | 0 | 150 | 0 | 4.5 | cooling | 18.692 | 9.9385 | 18.692 | 4.1538 | 0.2381 | 0 | 0.44 | 4.8319 | 99.6908 | 5.7143 | 0 | 10.56 | 64 | 12.96 | 4.8 | 115.9651 | 115.9651 | 62.1573 | 62.1573 | 0.62216 | 1 | 1 | 13.9158 | 13.9158 | 0 | 0 | 1
S2 | Baseline_NoDegradation | C0_Baseline | BASELINE_S2_C0_Baseline | Educational / University building | 1000 | 2 | 10 | Chiller_AHU | 100 | 55 | 4000 | 17 | 16 | 17 | 1 | 17 | 0 | 24 | 1 | 13.899 | 19.2163 | 53.0125 | 377.2028 | 0.8 | 23 | 1 | 0 | 0 | 150 | 0 | 4.5 | cooling | 18.7028 | 7.4196 | 18.7028 | 4.1562 | 0.2381 | 0 | 0.44 | 4.8343 | 99.7482 | 5.7143 | 0 | 10.56 | 64 | 12.96 | 4.8 | 116.0225 | 116.0225 | 62.188 | 62.188 | 0.54606 | 1 | 1 | 13.9227 | 13.9227 | 0 | 0 | 1
S2 | Baseline_NoDegradation | C0_Baseline | BASELINE_S2_C0_Baseline | Educational / University building | 1000 | 2 | 10 | Chiller_AHU | 100 | 55 | 4000 | 18 | 17 | 18 | 1 | 18 | 0 | 24 | 1 | 14.046 | 18.9694 | 50.9903 | 365.9115 | 0.8 | 23 | 1 | 0 | 0 | 150 | 0 | 4.5 | cooling | 18.7279 | 7.1277 | 18.7279 | 4.1618 | 0.2381 | 0 | 0.44 | 4.8399 | 99.8824 | 5.7143 | 0 | 10.56 | 64 | 12.96 | 4.8 | 116.1567 | 116.1567 | 62.26 | 62.26 | 0.53724 | 1 | 1 | 13.9388 | 13.9388 | 0 | 0 | 1
S2 | Baseline_NoDegradation | C0_Baseline | BASELINE_S2_C0_Baseline | Educational / University building | 1000 | 2 | 10 | Chiller_AHU | 100 | 55 | 4000 | 19 | 18 | 19 | 1 | 19 | 0 | 24 | 1 | 13.2332 | 18.432 | 53.6616 | 404.5115 | 0.8 | 23 | 1 | 0 | 0 | 150 | 0 | 4.5 | cooling | 18.889 | 8.742 | 18.889 | 4.1976 | 0.2381 | 0 | 0.44 | 4.8756 | 100.7412 | 5.7143 | 0 | 10.56 | 64 | 12.96 | 4.8 | 117.0155 | 117.0155 | 62.7203 | 62.7203 | 0.58601 | 1 | 1 | 14.0419 | 14.0419 | 0 | 0 | 1
S2 | Baseline_NoDegradation | C0_Baseline | BASELINE_S2_C0_Baseline | Educational / University building | 1000 | 2 | 10 | Chiller_AHU | 100 | 55 | 4000 | 20 | 19 | 20 | 1 | 20 | 0 | 24 | 1 | 13.5575 | 18.6209 | 54.4664 | 386.6364 | 0.8 | 23 | 1 | 0 | 0 | 150 | 0 | 4.5 | cooling | 18.8953 | 8.0979 | 18.8953 | 4.199 | 0.2381 | 0 | 0.44 | 4.8771 | 100.7751 | 5.7143 | 0 | 10.56 | 64 | 12.96 | 4.8 | 117.0494 | 117.0494 | 62.7385 | 62.7385 | 0.56655 | 1 | 1 | 14.0459 | 14.0459 | 0 | 0 | 1
S2 | Baseline_NoDegradation | C0_Baseline | BASELINE_S2_C0_Baseline | Educational / University building | 1000 | 2 | 10 | Chiller_AHU | 100 | 55 | 4000 | 21 | 20 | 21 | 1 | 21 | 0 | 24 | 1 | 14.08 | 18.8153 | 52.3311 | 387.3069 | 0.8 | 23 | 1 | 0 | 0 | 150 | 0 | 4.5 | cooling | 18.9536 | 7.06 | 18.9536 | 4.2119 | 0.2381 | 0 | 0.44 | 4.89 | 101.0857 | 5.7143 | 0 | 10.56 | 64 | 12.96 | 4.8 | 117.36 | 117.36 | 62.905 | 62.905 | 0.5352 | 1 | 1 | 14.0832 | 14.0832 | 0 | 0 | 1
S2 | Baseline_NoDegradation | C0_Baseline | BASELINE_S2_C0_Baseline | Educational / University building | 1000 | 2 | 10 | Chiller_AHU | 100 | 55 | 4000 | 22 | 21 | 22 | 1 | 22 | 0 | 24 | 1 | 13.3365 | 18.5313 | 51.964 | 397.3066 | 0.8 | 23 | 1 | 0 | 0 | 150 | 0 | 4.5 | cooling | 19.042 | 8.5368 | 19.042 | 4.2316 | 0.2381 | 0 | 0.44 | 4.9097 | 101.5574 | 5.7143 | 0 | 10.56 | 64 | 12.96 | 4.8 | 117.8317 | 117.8317 | 63.1578 | 63.1578 | 0.57981 | 1 | 1 | 14.1398 | 14.1398 | 0 | 0 | 1
S2 | Baseline_NoDegradation | C0_Baseline | BASELINE_S2_C0_Baseline | Educational / University building | 1000 | 2 | 10 | Chiller_AHU | 100 | 55 | 4000 | 23 | 22 | 23 | 1 | 23 | 0 | 24 | 1 | 14.2598 | 19.4385 | 54.0827 | 397.1985 | 0.8 | 23 | 1 | 0 | 0 | 150 | 0 | 4.5 | cooling | 19.0992 | 6.7029 | 19.0992 | 4.2443 | 0.2381 | 0 | 0.44 | 4.9224 | 101.8622 | 5.7143 | 0 | 10.56 | 64 | 12.96 | 4.8 | 118.1365 | 118.1365 | 63.3212 | 63.3212 | 0.52441 | 1 | 1 | 14.1764 | 14.1764 | 0 | 0 | 1
S2 | Baseline_NoDegradation | C0_Baseline | BASELINE_S2_C0_Baseline | Educational / University building | 1000 | 2 | 10 | Chiller_AHU | 100 | 55 | 4000 | 24 | 23 | 24 | 1 | 24 | 0 | 24 | 1 | 13.8951 | 18.8632 | 49.23 | 372.3339 | 0.8 | 23 | 1 | 0 | 0 | 150 | 0 | 4.5 | cooling | 19.0692 | 7.4274 | 19.0692 | 4.2376 | 0.2381 | 0 | 0.44 | 4.9157 | 101.7022 | 5.7143 | 0 | 10.56 | 64 | 12.96 | 4.8 | 117.9764 | 117.9764 | 63.2354 | 63.2354 | 0.5463 | 1 | 1 | 14.1572 | 14.1572 | 0 | 0 | 1
S2 | Baseline_NoDegradation | C0_Baseline | BASELINE_S2_C0_Baseline | Educational / University building | 1000 | 2 | 10 | Chiller_AHU | 100 | 55 | 4000 | 25 | 24 | 25 | 1 | 25 | 0 | 24 | 1 | 13.5348 | 18.1359 | 53.2607 | 385.2706 | 0.8 | 23 | 1 | 0 | 0 | 150 | 0 | 4.5 | cooling | 19.1702 | 8.1429 | 19.1702 | 4.2601 | 0.2381 | 0 | 0.44 | 4.9381 | 102.2412 | 5.7143 | 0 | 10.56 | 64 | 12.96 | 4.8 | 118.5155 | 118.5155 | 63.5243 | 63.5243 | 0.56791 | 1 | 1 | 14.2219 | 14.2219 | 0 | 0 | 1
S2 | Baseline_NoDegradation | C0_Baseline | BASELINE_S2_C0_Baseline | Educational / University building | 1000 | 2 | 10 | Chiller_AHU | 100 | 55 | 4000 | 26 | 25 | 26 | 1 | 26 | 0 | 24 | 1 | 14.0987 | 19.6184 | 51.6087 | 420.2307 | 0.8 | 23 | 1 | 0 | 0 | 150 | 0 | 4.5 | cooling | 19.3587 | 7.023 | 19.3587 | 4.3019 | 0.2381 | 0 | 0.44 | 4.98 | 103.2465 | 5.7143 | 0 | 10.56 | 64 | 12.96 | 4.8 | 119.5208 | 119.5208 | 64.0631 | 64.0631 | 0.53408 | 1 | 1 | 14.3425 | 14.3425 | 0 | 0 | 1
S2 | Baseline_NoDegradation | C0_Baseline | BASELINE_S2_C0_Baseline | Educational / University building | 1000 | 2 | 10 | Chiller_AHU | 100 | 55 | 4000 | 27 | 26 | 27 | 1 | 27 | 0 | 24 | 1 | 13.9147 | 18.8325 | 50.2851 | 400.7958 | 0.8 | 23 | 1 | 0 | 0 | 150 | 0 | 4.5 | cooling | 19.3424 | 7.3885 | 19.3424 | 4.2983 | 0.2381 | 0 | 0.44 | 4.9764 | 103.1594 | 5.7143 | 0 | 10.56 | 64 | 12.96 | 4.8 | 119.4336 | 119.4336 | 64.0164 | 64.0164 | 0.54512 | 1 | 1 | 14.332 | 14.332 | 0 | 0 | 1
S2 | Baseline_NoDegradation | C0_Baseline | BASELINE_S2_C0_Baseline | Educational / University building | 1000 | 2 | 10 | Chiller_AHU | 100 | 55 | 4000 | 28 | 27 | 28 | 1 | 28 | 0 | 24 | 1 | 14.8975 | 19.2066 | 52.9217 | 414.4229 | 0.8 | 23 | 1 | 0 | 0 | 150 | 0 | 4.5 | cooling | 19.4556 | 5.4365 | 19.4556 | 4.3235 | 0.2381 | 0 | 0.44 | 5.0016 | 103.7633 | 5.7143 | 0 | 10.56 | 64 | 12.96 | 4.8 | 120.0376 | 120.0376 | 64.3402 | 64.3402 | 0.48615 | 1 | 1 | 14.4045 | 14.4045 | 0 | 0 | 1
S2 | Baseline_NoDegradation | C0_Baseline | BASELINE_S2_C0_Baseline | Educational / University building | 1000 | 2 | 10 | Chiller_AHU | 100 | 55 | 4000 | 29 | 28 | 29 | 1 | 29 | 0 | 24 | 1 | 14.2782 | 18.6998 | 52.0687 | 401.1657 | 0.8 | 23 | 1 | 0 | 0 | 150 | 0 | 4.5 | cooling | 19.4588 | 6.6665 | 19.4588 | 4.3242 | 0.2381 | 0 | 0.44 | 5.0023 | 103.7803 | 5.7143 | 0 | 10.56 | 64 | 12.96 | 4.8 | 120.0546 | 120.0546 | 64.3492 | 64.3492 | 0.52331 | 1 | 1 | 14.4065 | 14.4065 | 0 | 0 | 1
S2 | Baseline_NoDegradation | C0_Baseline | BASELINE_S2_C0_Baseline | Educational / University building | 1000 | 2 | 10 | Chiller_AHU | 100 | 55 | 4000 | 30 | 29 | 30 | 1 | 30 | 0 | 24 | 1 | 14.7916 | 19.8003 | 55.0034 | 409.0512 | 0.8 | 23 | 1 | 0 | 0 | 150 | 0 | 4.5 | cooling | 19.5506 | 5.6468 | 19.5506 | 4.3446 | 0.2381 | 0 | 0.44 | 5.0227 | 104.2699 | 5.7143 | 0 | 10.56 | 64 | 12.96 | 4.8 | 120.5442 | 120.5442 | 64.6117 | 64.6117 | 0.4925 | 1 | 1 | 14.4653 | 14.4653 | 0 | 0 | 1
S2 | Baseline_NoDegradation | C0_Baseline | BASELINE_S2_C0_Baseline | Educational / University building | 1000 | 2 | 10 | Chiller_AHU | 100 | 55 | 4000 | 31 | 30 | 31 | 1 | 31 | 0 | 24 | 1 | 14.2655 | 19.3372 | 52.1191 | 443.1001 | 0.8 | 23 | 1 | 0 | 0 | 150 | 0 | 4.5 | cooling | 19.7628 | 6.6917 | 19.7628 | 4.3917 | 0.2381 | 0 | 0.44 | 5.0698 | 105.4016 | 5.7143 | 0 | 10.56 | 64 | 12.96 | 4.8 | 121.6759 | 121.6759 | 65.2183 | 65.2183 | 0.52407 | 1 | 1 | 14.6011 | 14.6011 | 0 | 0 | 1
S2 | Baseline_NoDegradation | C0_Baseline | BASELINE_S2_C0_Baseline | Educational / University building | 1000 | 2 | 10 | Chiller_AHU | 100 | 55 | 4000 | 32 | 31 | 32 | 1 | 32 | 0 | 24 | 1 | 15.2988 | 20.4416 | 54.489 | 394.2143 | 0.8 | 23 | 1 | 0 | 0 | 150 | 0 | 4.5 | cooling | 19.5979 | 4.6394 | 19.5979 | 4.3551 | 0.2381 | 0 | 0.44 | 5.0332 | 104.522 | 5.7143 | 0 | 10.56 | 64 | 12.96 | 4.8 | 120.7963 | 120.7963 | 64.7468 | 64.7468 | 0.46207 | 1 | 1 | 14.4956 | 14.4956 | 0 | 0 | 1
S2 | Baseline_NoDegradation | C0_Baseline | BASELINE_S2_C0_Baseline | Educational / University building | 1000 | 2 | 10 | Chiller_AHU | 100 | 55 | 4000 | 33 | 32 | 33 | 1 | 33 | 0 | 24 | 1 | 14.6673 | 19.2967 | 50.67 | 392.5239 | 0.8 | 23 | 1 | 0 | 0 | 150 | 0 | 4.5 | cooling | 19.6457 | 5.8936 | 19.6457 | 4.3657 | 0.2381 | 0 | 0.44 | 5.0438 | 104.7769 | 5.7143 | 0 | 10.56 | 64 | 12.96 | 4.8 | 121.0512 | 121.0512 | 64.8834 | 64.8834 | 0.49996 | 1 | 1 | 14.5261 | 14.5261 | 0 | 0 | 1
S2 | Baseline_NoDegradation | C0_Baseline | BASELINE_S2_C0_Baseline | Educational / University building | 1000 | 2 | 10 | Chiller_AHU | 100 | 55 | 4000 | 34 | 33 | 34 | 1 | 34 | 0 | 24 | 1 | 15.4127 | 20.3238 | 48.3993 | 401.809 | 0.8 | 23 | 1 | 0 | 0 | 150 | 0 | 4.5 | cooling | 19.7471 | 4.4133 | 19.7471 | 4.3882 | 0.2381 | 0 | 0.44 | 5.0663 | 105.3179 | 5.7143 | 0 | 10.56 | 64 | 12.96 | 4.8 | 121.5922 | 121.5922 | 65.1734 | 65.1734 | 0.45524 | 1 | 1 | 14.5911 | 14.5911 | 0 | 0 | 1
S2 | Baseline_NoDegradation | C0_Baseline | BASELINE_S2_C0_Baseline | Educational / University building | 1000 | 2 | 10 | Chiller_AHU | 100 | 55 | 4000 | 35 | 34 | 35 | 1 | 35 | 0 | 24 | 1 | 15.3616 | 20.6969 | 55.2297 | 482.4555 | 0.8 | 23 | 1 | 0 | 0 | 150 | 0 | 4.5 | cooling | 20.214 | 4.5146 | 20.214 | 4.492 | 0.2381 | 0 | 0.44 | 5.1701 | 107.8081 | 5.7143 | 0 | 10.56 | 64 | 12.96 | 4.8 | 124.0824 | 124.0824 | 66.5081 | 66.5081 | 0.4583 | 1 | 1 | 14.8899 | 14.8899 | 0 | 0 | 1
S2 | Baseline_NoDegradation | C0_Baseline | BASELINE_S2_C0_Baseline | Educational / University building | 1000 | 2 | 10 | Chiller_AHU | 100 | 55 | 4000 | 36 | 35 | 36 | 1 | 36 | 0 | 24 | 1 | 15.5237 | 20.1279 | 46.8715 | 431.5845 | 0.8 | 23 | 1 | 0 | 0 | 150 | 0 | 4.5 | cooling | 20.016 | 4.1927 | 20.016 | 4.448 | 0.2381 | 0 | 0.44 | 5.1261 | 106.7519 | 5.7143 | 0 | 10.56 | 64 | 12.96 | 4.8 | 123.0262 | 123.0262 | 65.9421 | 65.9421 | 0.44858 | 1 | 1 | 14.7631 | 14.7631 | 0 | 0 | 1
S2 | Baseline_NoDegradation | C0_Baseline | BASELINE_S2_C0_Baseline | Educational / University building | 1000 | 2 | 10 | Chiller_AHU | 100 | 55 | 4000 | 37 | 36 | 37 | 1 | 37 | 0 | 24 | 1 | 15.0235 | 19.8574 | 49.8149 | 425.4609 | 0.8 | 23 | 1 | 0 | 0 | 150 | 0 | 4.5 | cooling | 20.0437 | 5.1861 | 20.0437 | 4.4542 | 0.2381 | 0 | 0.44 | 5.1322 | 106.8996 | 5.7143 | 0 | 10.56 | 64 | 12.96 | 4.8 | 123.1739 | 123.1739 | 66.0212 | 66.0212 | 0.47859 | 1 | 1 | 14.7809 | 14.7809 | 0 | 0 | 1
S2 | Baseline_NoDegradation | C0_Baseline | BASELINE_S2_C0_Baseline | Educational / University building | 1000 | 2 | 10 | Chiller_AHU | 100 | 55 | 4000 | 38 | 37 | 38 | 1 | 38 | 0 | 24 | 1 | 16.0783 | 21.1411 | 50.6295 | 409.6043 | 0.8 | 23 | 1 | 0 | 0 | 150 | 0 | 4.5 | cooling | 20.0159 | 3.0913 | 20.0159 | 4.448 | 0.2381 | 0 | 0.44 | 5.1261 | 106.7514 | 5.7143 | 0 | 10.56 | 64 | 12.96 | 4.8 | 123.0257 | 123.0257 | 65.9418 | 65.9418 | 0.4153 | 1 | 1 | 14.7631 | 14.7631 | 0 | 0 | 1
S2 | Baseline_NoDegradation | C0_Baseline | BASELINE_S2_C0_Baseline | Educational / University building | 1000 | 2 | 10 | Chiller_AHU | 100 | 55 | 4000 | 39 | 38 | 39 | 1 | 39 | 0 | 24 | 1 | 14.825 | 19.6305 | 50.751 | 467.7107 | 0.8 | 23 | 1 | 0 | 0 | 150 | 0 | 4.5 | cooling | 20.4012 | 5.5805 | 20.4012 | 4.5336 | 0.2381 | 0 | 0.44 | 5.2117 | 108.8062 | 5.7143 | 0 | 10.56 | 64 | 12.96 | 4.8 | 125.0805 | 125.0805 | 67.0431 | 67.0431 | 0.4905 | 1 | 1 | 15.0097 | 15.0097 | 0 | 0 | 1
S2 | Baseline_NoDegradation | C0_Baseline | BASELINE_S2_C0_Baseline | Educational / University building | 1000 | 2 | 10 | Chiller_AHU | 100 | 55 | 4000 | 40 | 39 | 40 | 1 | 40 | 0 | 24 | 1 | 15.8462 | 21.2393 | 49.776 | 410.6818 | 0.8 | 23 | 1 | 0 | 0 | 150 | 0 | 4.5 | cooling | 20.1362 | 3.5521 | 20.1362 | 4.4747 | 0.2381 | 0 | 0.44 | 5.1528 | 107.3933 | 5.7143 | 0 | 10.56 | 64 | 12.96 | 4.8 | 123.6676 | 123.6676 | 66.2858 | 66.2858 | 0.42923 | 1 | 1 | 14.8401 | 14.8401 | 0 | 0 | 1
S2 | Baseline_NoDegradation | C0_Baseline | BASELINE_S2_C0_Baseline | Educational / University building | 1000 | 2 | 10 | Chiller_AHU | 100 | 55 | 4000 | 41 | 40 | 41 | 1 | 41 | 0 | 24 | 1 | 15.419 | 20.1289 | 54.9517 | 419.9753 | 0.8 | 23 | 1 | 0 | 0 | 150 | 0 | 4.5 | cooling | 20.2483 | 4.4007 | 20.2483 | 4.4996 | 0.2381 | 0 | 0.44 | 5.1777 | 107.9907 | 5.7143 | 0 | 10.56 | 64 | 12.96 | 4.8 | 124.265 | 124.265 | 66.6061 | 66.6061 | 0.45486 | 1 | 1 | 14.9118 | 14.9118 | 0 | 0 | 1
S2 | Baseline_NoDegradation | C0_Baseline | BASELINE_S2_C0_Baseline | Educational / University building | 1000 | 2 | 10 | Chiller_AHU | 100 | 55 | 4000 | 42 | 41 | 42 | 1 | 42 | 0 | 24 | 1 | 16.443 | 21.0818 | 52.4824 | 446.118 | 0.8 | 23 | 1 | 0 | 0 | 150 | 0 | 4.5 | cooling | 20.4648 | 2.367 | 20.4648 | 4.5477 | 0.2381 | 0 | 0.44 | 5.2258 | 109.1457 | 5.7143 | 0 | 10.56 | 64 | 12.96 | 4.8 | 125.42 | 125.42 | 67.2251 | 67.2251 | 0.39342 | 1 | 1 | 15.0504 | 15.0504 | 0 | 0 | 1
S2 | Baseline_NoDegradation | C0_Baseline | BASELINE_S2_C0_Baseline | Educational / University building | 1000 | 2 | 10 | Chiller_AHU | 100 | 55 | 4000 | 43 | 42 | 43 | 1 | 43 | 0 | 24 | 1 | 16.0691 | 21.0528 | 49.2384 | 449.3499 | 0.8 | 23 | 1 | 0 | 0 | 150 | 0 | 4.5 | cooling | 20.5463 | 3.1095 | 20.5463 | 4.5659 | 0.2381 | 0 | 0.44 | 5.2439 | 109.5804 | 5.7143 | 0 | 10.56 | 64 | 12.96 | 4.8 | 125.8547 | 125.8547 | 67.4581 | 67.4581 | 0.41585 | 1 | 1 | 15.1026 | 15.1026 | 0 | 0 | 1
S2 | Baseline_NoDegradation | C0_Baseline | BASELINE_S2_C0_Baseline | Educational / University building | 1000 | 2 | 10 | Chiller_AHU | 100 | 55 | 4000 | 44 | 43 | 44 | 1 | 44 | 0 | 24 | 1 | 16.0453 | 20.5551 | 47.9251 | 445.8829 | 0.8 | 23 | 1 | 0 | 0 | 150 | 0 | 4.5 | cooling | 20.5861 | 3.1568 | 20.5861 | 4.5747 | 0.2381 | 0 | 0.44 | 5.2528 | 109.7924 | 5.7143 | 0 | 10.56 | 64 | 12.96 | 4.8 | 126.0666 | 126.0666 | 67.5717 | 67.5717 | 0.41728 | 1 | 1 | 15.128 | 15.128 | 0 | 0 | 1
S2 | Baseline_NoDegradation | C0_Baseline | BASELINE_S2_C0_Baseline | Educational / University building | 1000 | 2 | 10 | Chiller_AHU | 100 | 55 | 4000 | 45 | 44 | 45 | 1 | 45 | 0 | 24 | 1 | 17.1892 | 22.2532 | 50.181 | 450.1435 | 0.8 | 23 | 1 | 0 | 0 | 150 | 0 | 4.5 | cooling | 20.6747 | 0.88484 | 20.6747 | 4.5944 | 0.2381 | 0 | 0.44 | 5.2725 | 110.2649 | 5.7143 | 0 | 10.56 | 64 | 12.96 | 4.8 | 126.5392 | 126.5392 | 67.825 | 67.825 | 0.34865 | 1 | 1 | 15.1847 | 15.1847 | 0 | 0 | 1
S2 | Baseline_NoDegradation | C0_Baseline | BASELINE_S2_C0_Baseline | Educational / University building | 1000 | 2 | 10 | Chiller_AHU | 100 | 55 | 4000 | 46 | 45 | 46 | 1 | 46 | 0 | 24 | 1 | 17.1811 | 22.2688 | 49.538 | 468.5416 | 0.8 | 23 | 1 | 0 | 0 | 150 | 0 | 4.5 | cooling | 20.8577 | 0.90102 | 20.8577 | 4.635 | 0.2381 | 0 | 0.44 | 5.3131 | 111.2411 | 5.7143 | 0 | 10.56 | 64 | 12.96 | 4.8 | 127.5154 | 127.5154 | 68.3482 | 68.3482 | 0.34914 | 1 | 1 | 15.3018 | 15.3018 | 0 | 0 | 1
S2 | Baseline_NoDegradation | C0_Baseline | BASELINE_S2_C0_Baseline | Educational / University building | 1000 | 2 | 10 | Chiller_AHU | 100 | 55 | 4000 | 47 | 46 | 47 | 1 | 47 | 0 | 24 | 1 | 16.8723 | 22.4866 | 50.6723 | 423.9082 | 0.8 | 23 | 1 | 0 | 0 | 150 | 0 | 4.5 | cooling | 20.6202 | 1.5142 | 20.6202 | 4.5823 | 0.2381 | 0 | 0.44 | 5.2604 | 109.9745 | 5.7143 | 0 | 10.56 | 64 | 12.96 | 4.8 | 126.2488 | 126.2488 | 67.6694 | 67.6694 | 0.36766 | 1 | 1 | 15.1499 | 15.1499 | 0 | 0 | 1
S2 | Baseline_NoDegradation | C0_Baseline | BASELINE_S2_C0_Baseline | Educational / University building | 1000 | 2 | 10 | Chiller_AHU | 100 | 55 | 4000 | 48 | 47 | 48 | 1 | 48 | 0 | 24 | 1 | 16.1052 | 21.7656 | 53.7034 | 446.7816 | 0.8 | 23 | 1 | 0 | 0 | 150 | 0 | 4.5 | cooling | 20.835 | 3.0379 | 20.835 | 4.63 | 0.2381 | 0 | 0.44 | 5.3081 | 111.1202 | 5.7143 | 0 | 10.56 | 64 | 12.96 | 4.8 | 127.3945 | 127.3945 | 68.2835 | 68.2835 | 0.41369 | 1 | 1 | 15.2873 | 15.2873 | 0 | 0 | 1
S2 | Baseline_NoDegradation | C0_Baseline | BASELINE_S2_C0_Baseline | Educational / University building | 1000 | 2 | 10 | Chiller_AHU | 100 | 55 | 4000 | 49 | 48 | 49 | 1 | 49 | 0 | 24 | 1 | 16.7304 | 22.3149 | 47.9967 | 434.4444 | 0.8 | 23 | 1 | 0 | 0 | 150 | 0 | 4.5 | cooling | 20.8087 | 1.7962 | 20.8087 | 4.6242 | 0.2381 | 0 | 0.44 | 5.3023 | 110.9799 | 5.7143 | 0 | 10.56 | 64 | 12.96 | 4.8 | 127.2542 | 127.2542 | 68.2082 | 68.2082 | 0.37618 | 1 | 1 | 15.2705 | 15.2705 | 0 | 0 | 1
S2 | Baseline_NoDegradation | C0_Baseline | BASELINE_S2_C0_Baseline | Educational / University building | 1000 | 2 | 10 | Chiller_AHU | 100 | 55 | 4000 | 50 | 49 | 50 | 1 | 50 | 0 | 24 | 1 | 17.3777 | 22.2198 | 50.1596 | 451.0295 | 0.8 | 23 | 1 | 0 | 0 | 150 | 0 | 4.5 | cooling | 20.9857 | 0.51055 | 20.9857 | 4.6635 | 0.2381 | 0 | 0.44 | 5.3416 | 111.9238 | 5.7143 | 0 | 10.56 | 64 | 12.96 | 4.8 | 128.1981 | 128.1981 | 68.7142 | 68.7142 | 0.33734 | 1 | 1 | 15.3838 | 15.3838 | 0 | 0 | 1
S2 | Baseline_NoDegradation | C0_Baseline | BASELINE_S2_C0_Baseline | Educational / University building | 1000 | 2 | 10 | Chiller_AHU | 100 | 55 | 4000 | 51 | 50 | 51 | 1 | 51 | 0 | 24 | 1 | 17.3602 | 22.9232 | 50.3145 | 469.1289 | 0.8 | 23 | 1 | 0 | 0 | 150 | 0 | 4.5 | cooling | 21.1779 | 0.5453 | 21.1779 | 4.7062 | 0.2381 | 0 | 0.44 | 5.3843 | 112.949 | 5.7143 | 0 | 10.56 | 64 | 12.96 | 4.8 | 129.2233 | 129.2233 | 69.2637 | 69.2637 | 0.33839 | 1 | 1 | 15.5068 | 15.5068 | 0 | 0 | 1
S2 | Baseline_NoDegradation | C0_Baseline | BASELINE_S2_C0_Baseline | Educational / University building | 1000 | 2 | 10 | Chiller_AHU | 100 | 55 | 4000 | 52 | 51 | 52 | 1 | 52 | 0 | 24 | 1 | 16.303 | 21.2835 | 48.4147 | 433.8176 | 0.8 | 23 | 1 | 0 | 0 | 150 | 0 | 4.5 | cooling | 20.9785 | 2.6451 | 20.9785 | 4.6619 | 0.2381 | 0 | 0.44 | 5.34 | 111.8853 | 5.7143 | 0 | 10.56 | 64 | 12.96 | 4.8 | 128.1596 | 128.1596 | 68.6935 | 68.6935 | 0.40182 | 1 | 1 | 15.3792 | 15.3792 | 0 | 0 | 1
S2 | Baseline_NoDegradation | C0_Baseline | BASELINE_S2_C0_Baseline | Educational / University building | 1000 | 2 | 10 | Chiller_AHU | 100 | 55 | 4000 | 53 | 52 | 53 | 1 | 53 | 0 | 24 | 1 | 17.0269 | 21.8932 | 51.9052 | 433.6018 | 0.8 | 23 | 1 | 0 | 0 | 150 | 0 | 4.5 | cooling | 21.0345 | 1.2073 | 21.0345 | 4.6743 | 0.2381 | 0 | 0.44 | 5.3524 | 112.1837 | 5.7143 | 0 | 10.56 | 64 | 12.96 | 4.8 | 128.458 | 128.458 | 68.8535 | 68.8535 | 0.35839 | 1 | 1 | 15.415 | 15.415 | 0 | 0 | 1
S2 | Baseline_NoDegradation | C0_Baseline | BASELINE_S2_C0_Baseline | Educational / University building | 1000 | 2 | 10 | Chiller_AHU | 100 | 55 | 4000 | 54 | 53 | 54 | 1 | 54 | 0 | 24 | 1 | 17.6203 | 22.4267 | 49.3948 | 482.1125 | 0.8 | 23 | 1 | 0 | 0 | 150 | 0 | 4.5 | cooling | 21.4645 | 0.028612 | 21.4645 | 4.7699 | 0.2381 | 0 | 0.44 | 5.448 | 114.4774 | 5.7143 | 0 | 10.56 | 64 | 12.96 | 4.8 | 130.7517 | 130.7517 | 70.0829 | 70.0829 | 0.32278 | 1 | 1 | 15.6902 | 15.6902 | 0 | 0 | 1
S2 | Baseline_NoDegradation | C0_Baseline | BASELINE_S2_C0_Baseline | Educational / University building | 1000 | 2 | 10 | Chiller_AHU | 100 | 55 | 4000 | 55 | 54 | 55 | 1 | 55 | 0 | 24 | 1 | 18.0143 | 23.5493 | 49.7222 | 450.0578 | 0.8 | 23 | 1 | 0 | 0 | 150 | 0 | 4.5 | cooling | 21.2774 | 0 | 21.2774 | 4.7283 | 0.2381 | 0 | 0.44 | 5.4064 | 113.4797 | 5.7143 | 0 | 10.56 | 64 | 12.96 | 4.8 | 129.754 | 129.754 | 69.5481 | 69.5481 | 0.29914 | 0 | 0 | 15.5705 | 15.5705 | 0 | 0 | 1
S2 | Baseline_NoDegradation | C0_Baseline | BASELINE_S2_C0_Baseline | Educational / University building | 1000 | 2 | 10 | Chiller_AHU | 100 | 55 | 4000 | 56 | 55 | 56 | 1 | 56 | 0 | 24 | 1 | 17.7747 | 22.8717 | 50.37 | 444.1998 | 0.8 | 23 | 1 | 0 | 0 | 150 | 0 | 4.5 | cooling | 21.2899 | 0 | 21.2899 | 4.7311 | 0.2381 | 0 | 0.44 | 5.4092 | 113.546 | 5.7143 | 0 | 10.56 | 64 | 12.96 | 4.8 | 129.8202 | 129.8202 | 69.5837 | 69.5837 | 0.31352 | 1 | 1 | 15.5784 | 15.5784 | 0 | 0 | 1
S2 | Baseline_NoDegradation | C0_Baseline | BASELINE_S2_C0_Baseline | Educational / University building | 1000 | 2 | 10 | Chiller_AHU | 100 | 55 | 4000 | 57 | 56 | 57 | 1 | 57 | 0 | 24 | 1 | 18.0743 | 23.1656 | 55.0418 | 505.3268 | 0.8 | 23 | 1 | 0 | 0 | 150 | 0 | 4.5 | cooling | 21.8415 | 0 | 21.8415 | 4.8537 | 0.2381 | 0 | 0.44 | 5.5318 | 116.4882 | 5.7143 | 0 | 10.56 | 64 | 12.96 | 4.8 | 132.7625 | 132.7625 | 71.1607 | 71.1607 | 0.29554 | 0 | 0 | 15.9315 | 15.9315 | 0 | 0 | 1
S2 | Baseline_NoDegradation | C0_Baseline | BASELINE_S2_C0_Baseline | Educational / University building | 1000 | 2 | 10 | Chiller_AHU | 100 | 55 | 4000 | 58 | 57 | 58 | 1 | 58 | 0 | 24 | 1 | 17.7459 | 22.6309 | 47.0744 | 457.8693 | 0.8 | 23 | 1 | 0 | 0 | 150 | 0 | 4.5 | cooling | 21.5177 | 0 | 21.5177 | 4.7817 | 0.2381 | 0 | 0.44 | 5.4598 | 114.7609 | 5.7143 | 0 | 10.56 | 64 | 12.96 | 4.8 | 131.0352 | 131.0352 | 70.2349 | 70.2349 | 0.31525 | 1 | 1 | 15.7242 | 15.7242 | 0 | 0 | 1
S2 | Baseline_NoDegradation | C0_Baseline | BASELINE_S2_C0_Baseline | Educational / University building | 1000 | 2 | 10 | Chiller_AHU | 100 | 55 | 4000 | 59 | 58 | 59 | 1 | 59 | 0 | 24 | 1 | 18.4747 | 23.9571 | 48.542 | 458.4852 | 0.8 | 23 | 1 | 0 | 0 | 150 | 0 | 4.5 | cooling | 21.582 | 0 | 21.582 | 4.796 | 0.2381 | 0 | 0.44 | 5.4741 | 115.1039 | 5.7143 | 0 | 10.56 | 64 | 12.96 | 4.8 | 131.3782 | 131.3782 | 70.4187 | 70.4187 | 0.27152 | 0 | 0 | 15.7654 | 15.7654 | 0 | 0 | 1
S2 | Baseline_NoDegradation | C0_Baseline | BASELINE_S2_C0_Baseline | Educational / University building | 1000 | 2 | 10 | Chiller_AHU | 100 | 55 | 4000 | 60 | 59 | 60 | 1 | 60 | 0 | 24 | 1 | 17.3886 | 22.3236 | 47.8786 | 462.8551 | 0.8 | 23 | 1 | 0 | 0 | 150 | 0 | 4.5 | cooling | 21.6779 | 0.48877 | 21.6779 | 4.8173 | 0.2381 | 0 | 0.44 | 5.4954 | 115.6157 | 5.7143 | 0 | 10.56 | 64 | 12.96 | 4.8 | 131.89 | 131.89 | 70.693 | 70.693 | 0.33668 | 1 | 1 | 15.8268 | 15.8268 | 0 | 0 | 1
S2 | Baseline_NoDegradation | C0_Baseline | BASELINE_S2_C0_Baseline | Educational / University building | 1000 | 2 | 10 | Chiller_AHU | 100 | 55 | 4000 | 61 | 60 | 61 | 1 | 61 | 0 | 24 | 1 | 18.1701 | 23.1324 | 46.4958 | 445.9695 | 0.8 | 23 | 1 | 0 | 0 | 150 | 0 | 4.5 | cooling | 21.5921 | 0 | 21.5921 | 4.7982 | 0.2381 | 0 | 0.44 | 5.4763 | 115.1578 | 5.7143 | 0 | 10.56 | 64 | 12.96 | 4.8 | 131.4321 | 131.4321 | 70.4476 | 70.4476 | 0.28979 | 0 | 0 | 15.7719 | 15.7719 | 0 | 0 | 1
S2 | Baseline_NoDegradation | C0_Baseline | BASELINE_S2_C0_Baseline | Educational / University building | 1000 | 2 | 10 | Chiller_AHU | 100 | 55 | 4000 | 62 | 61 | 62 | 1 | 62 | 0 | 24 | 1 | 19.8203 | 24.3054 | 47.8299 | 513.906 | 0.8 | 23 | 1 | 0 | 0 | 150 | 0 | 4.5 | cooling | 22.2413 | 0 | 22.2413 | 4.9425 | 0.2381 | 0 | 0.44 | 5.6206 | 118.6203 | 5.7143 | 0 | 10.56 | 64 | 12.96 | 4.8 | 134.8945 | 134.8945 | 72.3035 | 72.3035 | 0.19078 | 0 | 0 | 16.1873 | 16.1873 | 0 | 0 | 1
S2 | Baseline_NoDegradation | C0_Baseline | BASELINE_S2_C0_Baseline | Educational / University building | 1000 | 2 | 10 | Chiller_AHU | 100 | 55 | 4000 | 63 | 62 | 63 | 1 | 63 | 0 | 24 | 1 | 20.3562 | 24.8876 | 49.3036 | 485.8467 | 0.8 | 23 | 1 | 0 | 0 | 150 | 0 | 4.5 | cooling | 22.0582 | 0 | 22.0582 | 4.9018 | 0.2381 | 0 | 0.44 | 5.5799 | 117.6436 | 5.7143 | 0 | 10.56 | 64 | 12.96 | 4.8 | 133.9179 | 133.9179 | 71.78 | 71.78 | 0.15863 | 0 | 0 | 16.0702 | 16.0702 | 0 | 0 | 1
S2 | Baseline_NoDegradation | C0_Baseline | BASELINE_S2_C0_Baseline | Educational / University building | 1000 | 2 | 10 | Chiller_AHU | 100 | 55 | 4000 | 64 | 63 | 64 | 1 | 64 | 0 | 24 | 1 | 19.9167 | 24.522 | 49.5707 | 496.4007 | 0.8 | 23 | 1 | 0 | 0 | 150 | 0 | 4.5 | cooling | 22.2141 | 0 | 22.2141 | 4.9365 | 0.2381 | 0 | 0.44 | 5.6146 | 118.4753 | 5.7143 | 0 | 10.56 | 64 | 12.96 | 4.8 | 134.7496 | 134.7496 | 72.2258 | 72.2258 | 0.185 | 0 | 0 | 16.17 | 16.17 | 0 | 0 | 1
S2 | Baseline_NoDegradation | C0_Baseline | BASELINE_S2_C0_Baseline | Educational / University building | 1000 | 2 | 10 | Chiller_AHU | 100 | 55 | 4000 | 65 | 64 | 65 | 1 | 65 | 0 | 24 | 1 | 19.4192 | 24.2687 | 49.8191 | 455.1846 | 0.8 | 23 | 1 | 0 | 0 | 150 | 0 | 4.5 | cooling | 21.9014 | 0 | 21.9014 | 4.867 | 0.2381 | 0 | 0.44 | 5.5451 | 116.8073 | 5.7143 | 0 | 10.56 | 64 | 12.96 | 4.8 | 133.0816 | 133.0816 | 71.3317 | 71.3317 | 0.21485 | 0 | 0 | 15.9698 | 15.9698 | 0 | 0 | 1
S2 | Baseline_NoDegradation | C0_Baseline | BASELINE_S2_C0_Baseline | Educational / University building | 1000 | 2 | 10 | Chiller_AHU | 100 | 55 | 4000 | 66 | 65 | 66 | 1 | 66 | 0 | 24 | 1 | 19.2329 | 24.1263 | 50.581 | 473.3947 | 0.8 | 23 | 1 | 0 | 0 | 150 | 0 | 4.5 | cooling | 22.1261 | 0 | 22.1261 | 4.9169 | 0.2381 | 0 | 0.44 | 5.595 | 118.0058 | 5.7143 | 0 | 10.56 | 64 | 12.96 | 4.8 | 134.2801 | 134.2801 | 71.9741 | 71.9741 | 0.22603 | 0 | 0 | 16.1136 | 16.1136 | 0 | 0 | 1
S2 | Baseline_NoDegradation | C0_Baseline | BASELINE_S2_C0_Baseline | Educational / University building | 1000 | 2 | 10 | Chiller_AHU | 100 | 55 | 4000 | 67 | 66 | 67 | 1 | 67 | 0 | 24 | 1 | 19.7385 | 25.1436 | 50.4619 | 493.3452 | 0.8 | 23 | 1 | 0 | 0 | 150 | 0 | 4.5 | cooling | 22.3713 | 0 | 22.3713 | 4.9714 | 0.2381 | 0 | 0.44 | 5.6495 | 119.3135 | 5.7143 | 0 | 10.56 | 64 | 12.96 | 4.8 | 135.5878 | 135.5878 | 72.6751 | 72.6751 | 0.19569 | 0 | 0 | 16.2705 | 16.2705 | 0 | 0 | 1
S2 | Baseline_NoDegradation | C0_Baseline | BASELINE_S2_C0_Baseline | Educational / University building | 1000 | 2 | 10 | Chiller_AHU | 100 | 55 | 4000 | 68 | 67 | 68 | 1 | 68 | 0 | 24 | 1 | 19.6806 | 24.6807 | 48.7466 | 494.4387 | 0.8 | 23 | 1 | 0 | 0 | 150 | 0 | 4.5 | cooling | 22.4425 | 0 | 22.4425 | 4.9872 | 0.2381 | 0 | 0.44 | 5.6653 | 119.6933 | 5.7143 | 0 | 10.56 | 64 | 12.96 | 4.8 | 135.9676 | 135.9676 | 72.8786 | 72.8786 | 0.19916 | 0 | 0 | 16.3161 | 16.3161 | 0 | 0 | 1
S2 | Baseline_NoDegradation | C0_Baseline | BASELINE_S2_C0_Baseline | Educational / University building | 1000 | 2 | 10 | Chiller_AHU | 100 | 55 | 4000 | 69 | 68 | 69 | 1 | 69 | 0 | 24 | 1 | 19.7573 | 25.5946 | 53.3796 | 497.6142 | 0.8 | 23 | 1 | 0 | 0 | 150 | 0 | 4.5 | cooling | 22.5336 | 0 | 22.5336 | 5.0075 | 0.2381 | 0 | 0.44 | 5.6856 | 120.1792 | 5.7143 | 0 | 10.56 | 64 | 12.96 | 4.8 | 136.4534 | 136.4534 | 73.139 | 73.139 | 0.19456 | 0 | 0 | 16.3744 | 16.3744 | 0 | 0 | 1
S2 | Baseline_NoDegradation | C0_Baseline | BASELINE_S2_C0_Baseline | Educational / University building | 1000 | 2 | 10 | Chiller_AHU | 100 | 55 | 4000 | 70 | 69 | 70 | 1 | 70 | 0 | 24 | 1 | 19.5768 | 24.1319 | 52.6627 | 496.9304 | 0.8 | 23 | 1 | 0 | 0 | 150 | 0 | 4.5 | cooling | 22.5876 | 0 | 22.5876 | 5.0195 | 0.2381 | 0 | 0.44 | 5.6976 | 120.4673 | 5.7143 | 0 | 10.56 | 64 | 12.96 | 4.8 | 136.7416 | 136.7416 | 73.2935 | 73.2935 | 0.20539 | 0 | 0 | 16.409 | 16.409 | 0 | 0 | 1
S2 | Baseline_NoDegradation | C0_Baseline | BASELINE_S2_C0_Baseline | Educational / University building | 1000 | 2 | 10 | Chiller_AHU | 100 | 55 | 4000 | 71 | 70 | 71 | 1 | 71 | 0 | 24 | 1 | 20.3513 | 24.6535 | 52.1872 | 502.5315 | 0.8 | 23 | 1 | 0 | 0 | 150 | 0 | 4.5 | cooling | 22.7029 | 0 | 22.7029 | 5.0451 | 0.2381 | 0 | 0.44 | 5.7232 | 121.0824 | 5.7143 | 0 | 10.56 | 64 | 12.96 | 4.8 | 137.3567 | 137.3567 | 73.6232 | 73.6232 | 0.15892 | 0 | 0 | 16.4828 | 16.4828 | 0 | 0 | 1
S2 | Baseline_NoDegradation | C0_Baseline | BASELINE_S2_C0_Baseline | Educational / University building | 1000 | 2 | 10 | Chiller_AHU | 100 | 55 | 4000 | 72 | 71 | 72 | 1 | 72 | 0 | 24 | 1 | 19.7093 | 24.5207 | 50.9159 | 496.2494 | 0.8 | 23 | 1 | 0 | 0 | 150 | 0 | 4.5 | cooling | 22.7009 | 0 | 22.7009 | 5.0447 | 0.2381 | 0 | 0.44 | 5.7227 | 121.0717 | 5.7143 | 0 | 10.56 | 64 | 12.96 | 4.8 | 137.346 | 137.346 | 73.6175 | 73.6175 | 0.19744 | 0 | 0 | 16.4815 | 16.4815 | 0 | 0 | 1
S2 | Baseline_NoDegradation | C0_Baseline | BASELINE_S2_C0_Baseline | Educational / University building | 1000 | 2 | 10 | Chiller_AHU | 100 | 55 | 4000 | 73 | 72 | 73 | 1 | 73 | 0 | 24 | 1 | 20.272 | 25.2306 | 49.9451 | 499.9976 | 0.8 | 23 | 1 | 0 | 0 | 150 | 0 | 4.5 | cooling | 22.7981 | 0 | 22.7981 | 5.0663 | 0.2381 | 0 | 0.44 | 5.7443 | 121.5901 | 5.7143 | 0 | 10.56 | 64 | 12.96 | 4.8 | 137.8643 | 137.8643 | 73.8953 | 73.8953 | 0.16368 | 0 | 0 | 16.5437 | 16.5437 | 0 | 0 | 1
S2 | Baseline_NoDegradation | C0_Baseline | BASELINE_S2_C0_Baseline | Educational / University building | 1000 | 2 | 10 | Chiller_AHU | 100 | 55 | 4000 | 74 | 73 | 74 | 1 | 74 | 0 | 24 | 1 | 21.3078 | 25.2812 | 50.0402 | 502.2119 | 0.8 | 23 | 1 | 0 | 0 | 150 | 0 | 4.5 | cooling | 22.8802 | 0 | 22.8802 | 5.0845 | 0.2381 | 0 | 0.44 | 5.7626 | 122.0278 | 5.7143 | 0 | 10.56 | 64 | 12.96 | 4.8 | 138.3021 | 138.3021 | 74.1299 | 74.1299 | 0.10153 | 0 | 0 | 16.5962 | 16.5962 | 0 | 0 | 1
S2 | Baseline_NoDegradation | C0_Baseline | BASELINE_S2_C0_Baseline | Educational / University building | 1000 | 2 | 10 | Chiller_AHU | 100 | 55 | 4000 | 75 | 74 | 75 | 1 | 75 | 0 | 24 | 1 | 20.8743 | 25.7255 | 47.0696 | 506.9659 | 0.8 | 23 | 1 | 0 | 0 | 150 | 0 | 4.5 | cooling | 22.9886 | 0 | 22.9886 | 5.1086 | 0.2381 | 0 | 0.44 | 5.7867 | 122.606 | 5.7143 | 0 | 10.56 | 64 | 12.96 | 4.8 | 138.8803 | 138.8803 | 74.4398 | 74.4398 | 0.12754 | 0 | 0 | 16.6656 | 16.6656 | 0 | 0 | 1
S2 | Baseline_NoDegradation | C0_Baseline | BASELINE_S2_C0_Baseline | Educational / University building | 1000 | 2 | 10 | Chiller_AHU | 100 | 55 | 4000 | 76 | 75 | 76 | 1 | 76 | 0 | 24 | 1 | 21.7445 | 26.1309 | 52.3841 | 495.5487 | 0.8 | 23 | 1 | 0 | 0 | 150 | 0 | 4.5 | cooling | 22.9291 | 0 | 22.9291 | 5.0954 | 0.2381 | 0 | 0.44 | 5.7734 | 122.2885 | 5.7143 | 0 | 10.56 | 64 | 12.96 | 4.8 | 138.5627 | 138.5627 | 74.2696 | 74.2696 | 0.075333 | 0 | 0 | 16.6275 | 16.6275 | 0 | 0 | 1
S2 | Baseline_NoDegradation | C0_Baseline | BASELINE_S2_C0_Baseline | Educational / University building | 1000 | 2 | 10 | Chiller_AHU | 100 | 55 | 4000 | 77 | 76 | 77 | 1 | 77 | 0 | 24 | 1 | 21.0048 | 25.5836 | 50.0652 | 529.822 | 0.8 | 23 | 1 | 0 | 0 | 150 | 0 | 4.5 | cooling | 23.3484 | 0 | 23.3484 | 5.1885 | 0.2381 | 0 | 0.44 | 5.8666 | 124.5249 | 5.7143 | 0 | 10.56 | 64 | 12.96 | 4.8 | 140.7992 | 140.7992 | 75.4684 | 75.4684 | 0.11971 | 0 | 0 | 16.8959 | 16.8959 | 0 | 0 | 1
S2 | Baseline_NoDegradation | C0_Baseline | BASELINE_S2_C0_Baseline | Educational / University building | 1000 | 2 | 10 | Chiller_AHU | 100 | 55 | 4000 | 78 | 77 | 78 | 1 | 78 | 0 | 24 | 1 | 21.4815 | 27.1745 | 53.1709 | 514.2934 | 0.8 | 23 | 1 | 0 | 0 | 150 | 0 | 4.5 | cooling | 23.2442 | 0 | 23.2442 | 5.1654 | 0.2381 | 0 | 0.44 | 5.8435 | 123.9693 | 5.7143 | 0 | 10.56 | 64 | 12.96 | 4.8 | 140.2436 | 140.2436 | 75.1706 | 75.1706 | 0.091108 | 0 | 0 | 16.8292 | 16.8292 | 0 | 0 | 1
S2 | Baseline_NoDegradation | C0_Baseline | BASELINE_S2_C0_Baseline | Educational / University building | 1000 | 2 | 10 | Chiller_AHU | 100 | 55 | 4000 | 79 | 78 | 79 | 1 | 79 | 0 | 24 | 1 | 22.217 | 27.3926 | 52.5581 | 501.2593 | 0.8 | 23 | 1 | 0 | 0 | 150 | 0 | 4.5 | cooling | 23.2106 | 0 | 23.2106 | 5.1579 | 0.2381 | 0 | 0.44 | 5.836 | 123.7899 | 5.7143 | 0 | 10.56 | 64 | 12.96 | 4.8 | 140.0642 | 140.0642 | 75.0744 | 75.0744 | 0.046977 | 0 | 0 | 16.8077 | 16.8077 | 0 | 0 | 1
S2 | Baseline_NoDegradation | C0_Baseline | BASELINE_S2_C0_Baseline | Educational / University building | 1000 | 2 | 10 | Chiller_AHU | 100 | 55 | 4000 | 80 | 79 | 80 | 1 | 80 | 0 | 24 | 1 | 21.5333 | 26.2543 | 52.9716 | 485.292 | 0.8 | 23 | 1 | 0 | 0 | 150 | 0 | 4.5 | cooling | 23.0463 | 0 | 23.0463 | 5.1214 | 0.2381 | 0 | 0.44 | 5.7995 | 122.9138 | 5.7143 | 0 | 10.56 | 64 | 12.96 | 4.8 | 139.1881 | 139.1881 | 74.6048 | 74.6048 | 0.088004 | 0 | 0 | 16.7026 | 16.7026 | 0 | 0 | 1
S2 | Baseline_NoDegradation | C0_Baseline | BASELINE_S2_C0_Baseline | Educational / University building | 1000 | 2 | 10 | Chiller_AHU | 100 | 55 | 4000 | 81 | 80 | 81 | 1 | 81 | 0 | 24 | 1 | 22.0461 | 26.9957 | 53.4294 | 525.5311 | 0.8 | 23 | 1 | 0 | 0 | 150 | 0 | 4.5 | cooling | 23.7136 | 0 | 23.7136 | 5.2697 | 0.2381 | 0 | 0.44 | 5.9478 | 126.4724 | 5.7143 | 0 | 10.56 | 64 | 12.96 | 4.8 | 142.7466 | 142.7466 | 76.5122 | 76.5122 | 0.057234 | 0 | 0 | 17.1296 | 17.1296 | 0 | 0 | 1
S2 | Baseline_NoDegradation | C0_Baseline | BASELINE_S2_C0_Baseline | Educational / University building | 1000 | 2 | 10 | Chiller_AHU | 100 | 55 | 4000 | 82 | 81 | 82 | 1 | 82 | 0 | 24 | 1 | 22.7201 | 28.0641 | 48.0414 | 510.8183 | 0.8 | 23 | 1 | 0 | 0 | 150 | 0 | 4.5 | cooling | 23.44 | 0 | 23.44 | 5.2089 | 0.2381 | 0 | 0.44 | 5.887 | 125.0132 | 5.7143 | 0 | 10.56 | 64 | 12.96 | 4.8 | 141.2875 | 141.2875 | 75.7301 | 75.7301 | 0.016793 | 0 | 0 | 16.9545 | 16.9545 | 0 | 0 | 1
S2 | Baseline_NoDegradation | C0_Baseline | BASELINE_S2_C0_Baseline | Educational / University building | 1000 | 2 | 10 | Chiller_AHU | 100 | 55 | 4000 | 83 | 82 | 83 | 1 | 83 | 0 | 24 | 1 | 21.3786 | 26.2487 | 54.3105 | 526.5398 | 0.8 | 23 | 1 | 0 | 0 | 150 | 0 | 4.5 | cooling | 23.6737 | 0 | 23.6737 | 5.2608 | 0.2381 | 0 | 0.44 | 5.9389 | 126.2597 | 5.7143 | 0 | 10.56 | 64 | 12.96 | 4.8 | 142.534 | 142.534 | 76.3982 | 76.3982 | 0.097286 | 0 | 0 | 17.1041 | 17.1041 | 0 | 0 | 1
S2 | Baseline_NoDegradation | C0_Baseline | BASELINE_S2_C0_Baseline | Educational / University building | 1000 | 2 | 10 | Chiller_AHU | 100 | 55 | 4000 | 84 | 83 | 84 | 1 | 84 | 0 | 24 | 1 | 21.7698 | 26.4675 | 51.4604 | 491.0775 | 0.8 | 23 | 1 | 0 | 0 | 150 | 0 | 4.5 | cooling | 23.33 | 0 | 23.33 | 5.1844 | 0.2381 | 0 | 0.44 | 5.8625 | 124.4264 | 5.7143 | 0 | 10.56 | 64 | 12.96 | 4.8 | 140.7007 | 140.7007 | 75.4156 | 75.4156 | 0.073815 | 0 | 0 | 16.8841 | 16.8841 | 0 | 0 | 1
S2 | Baseline_NoDegradation | C0_Baseline | BASELINE_S2_C0_Baseline | Educational / University building | 1000 | 2 | 10 | Chiller_AHU | 100 | 55 | 4000 | 85 | 84 | 85 | 1 | 85 | 0 | 24 | 1 | 21.9381 | 27.1919 | 53.8162 | 529.1912 | 0.8 | 23 | 1 | 0 | 0 | 150 | 0 | 4.5 | cooling | 24.0025 | 0 | 24.0025 | 5.3339 | 0.2381 | 0 | 0.44 | 6.012 | 128.0134 | 5.7143 | 0 | 10.56 | 64 | 12.96 | 4.8 | 144.2877 | 144.2877 | 77.3382 | 77.3382 | 0.063713 | 0 | 0 | 17.3145 | 17.3145 | 0 | 0 | 1
S2 | Baseline_NoDegradation | C0_Baseline | BASELINE_S2_C0_Baseline | Educational / University building | 1000 | 2 | 10 | Chiller_AHU | 100 | 55 | 4000 | 86 | 85 | 86 | 1 | 86 | 0 | 24 | 1 | 21.2823 | 26.5587 | 51.7643 | 526.8887 | 0.8 | 23 | 1 | 0 | 0 | 150 | 0 | 4.5 | cooling | 23.8518 | 0 | 23.8518 | 5.3004 | 0.2381 | 0 | 0.44 | 5.9785 | 127.2098 | 5.7143 | 0 | 10.56 | 64 | 12.96 | 4.8 | 143.484 | 143.484 | 76.9074 | 76.9074 | 0.10306 | 0 | 0 | 17.2181 | 17.2181 | 0 | 0 | 1
S2 | Baseline_NoDegradation | C0_Baseline | BASELINE_S2_C0_Baseline | Educational / University building | 1000 | 2 | 10 | Chiller_AHU | 100 | 55 | 4000 | 87 | 86 | 87 | 1 | 87 | 0 | 24 | 1 | 23.39 | 27.745 | 50.5568 | 532.0115 | 0.8 | 23 | 1 | 0 | 0 | 150 | 0 | 4.5 | cooling | 26.0543 | 0 | 26.0543 | 5.7899 | 0.2381 | 0 | 0.44 | 6.4679 | 138.9564 | 5.7143 | 0 | 10.56 | 64 | 12.96 | 4.8 | 155.2307 | 155.2307 | 83.2037 | 83.2037 | 0.031198 | 0 | 0 | 18.6277 | 18.6277 | 0 | 0 | 1
S2 | Baseline_NoDegradation | C0_Baseline | BASELINE_S2_C0_Baseline | Educational / University building | 1000 | 2 | 10 | Chiller_AHU | 100 | 55 | 4000 | 88 | 87 | 88 | 1 | 88 | 0 | 24 | 1 | 21.9447 | 27.741 | 52.5983 | 538.6949 | 0.8 | 23 | 1 | 0 | 0 | 150 | 0 | 4.5 | cooling | 24.1048 | 0 | 24.1048 | 5.3566 | 0.2381 | 0 | 0.44 | 6.0347 | 128.5588 | 5.7143 | 0 | 10.56 | 64 | 12.96 | 4.8 | 144.8331 | 144.8331 | 77.6305 | 77.6305 | 0.063317 | 0 | 0 | 17.38 | 17.38 | 0 | 0 | 1
S2 | Baseline_NoDegradation | C0_Baseline | BASELINE_S2_C0_Baseline | Educational / University building | 1000 | 2 | 10 | Chiller_AHU | 100 | 55 | 4000 | 89 | 88 | 89 | 1 | 89 | 0 | 24 | 1 | 22.6033 | 28.1603 | 54.1251 | 527.9779 | 0.8 | 23 | 1 | 0 | 0 | 150 | 0 | 4.5 | cooling | 25.1752 | 0 | 25.1752 | 5.5945 | 0.2381 | 0 | 0.44 | 6.2726 | 134.2678 | 5.7143 | 0 | 10.56 | 64 | 12.96 | 4.8 | 150.5421 | 150.5421 | 80.6906 | 80.6906 | 0.023802 | 0 | 0 | 18.0651 | 18.0651 | 0 | 0 | 1
S2 | Baseline_NoDegradation | C0_Baseline | BASELINE_S2_C0_Baseline | Educational / University building | 1000 | 2 | 10 | Chiller_AHU | 100 | 55 | 4000 | 90 | 89 | 90 | 1 | 90 | 0 | 24 | 1 | 23.1588 | 28.5239 | 50.3919 | 521.914 | 0.8 | 23 | 1 | 0 | 0 | 150 | 0 | 4.5 | cooling | 24.9319 | 0 | 24.9319 | 5.5404 | 0.2381 | 0 | 0.44 | 6.2185 | 132.9702 | 5.7143 | 0 | 10.56 | 64 | 12.96 | 4.8 | 149.2445 | 149.2445 | 79.995 | 79.995 | 0.012707 | 0 | 0 | 17.9093 | 17.9093 | 0 | 0 | 1
S2 | Baseline_NoDegradation | C0_Baseline | BASELINE_S2_C0_Baseline | Educational / University building | 1000 | 2 | 10 | Chiller_AHU | 100 | 55 | 4000 | 91 | 90 | 91 | 1 | 91 | 0 | 24 | 1 | 23.1178 | 28.5535 | 54.2524 | 505.2252 | 0.8 | 23 | 1 | 0 | 0 | 150 | 0 | 4.5 | cooling | 26.1518 | 0 | 26.1518 | 5.8115 | 0.2381 | 0 | 0.44 | 6.4896 | 139.4764 | 5.7143 | 0 | 10.56 | 64 | 12.96 | 4.8 | 155.7506 | 155.7506 | 83.4823 | 83.4823 | 0.0094223 | 0 | 0 | 18.6901 | 18.6901 | 0 | 0 | 1
S2 | Baseline_NoDegradation | C0_Baseline | BASELINE_S2_C0_Baseline | Educational / University building | 1000 | 2 | 10 | Chiller_AHU | 100 | 55 | 4000 | 92 | 91 | 92 | 1 | 92 | 0 | 24 | 1 | 23.2834 | 29.1837 | 50.9035 | 511.4692 | 0.8 | 23 | 1 | 0 | 0 | 150 | 0 | 4.5 | cooling | 25.7173 | 0 | 25.7173 | 5.715 | 0.2381 | 0 | 0.44 | 6.3931 | 137.1591 | 5.7143 | 0 | 10.56 | 64 | 12.96 | 4.8 | 153.4334 | 153.4334 | 82.2403 | 82.2403 | 0.022675 | 0 | 0 | 18.412 | 18.412 | 0 | 0 | 1
S2 | Baseline_NoDegradation | C0_Baseline | BASELINE_S2_C0_Baseline | Educational / University building | 1000 | 2 | 10 | Chiller_AHU | 100 | 55 | 4000 | 93 | 92 | 93 | 1 | 93 | 0 | 24 | 1 | 23.5984 | 29.2691 | 52.5553 | 555.9984 | 0.8 | 23 | 1 | 0 | 0 | 150 | 0 | 4.5 | cooling | 28.5188 | 0 | 28.5188 | 6.3375 | 0.2381 | 0 | 0.44 | 7.0156 | 152.1003 | 5.7143 | 0 | 10.56 | 64 | 12.96 | 4.8 | 168.3746 | 168.3746 | 90.2488 | 90.2488 | 0.047876 | 0 | 0 | 20.2049 | 20.2049 | 0 | 0 | 1
S2 | Baseline_NoDegradation | C0_Baseline | BASELINE_S2_C0_Baseline | Educational / University building | 1000 | 2 | 10 | Chiller_AHU | 100 | 55 | 4000 | 94 | 93 | 94 | 1 | 94 | 0 | 24 | 1 | 24.0765 | 29.7712 | 53.7861 | 577.4641 | 0.8 | 23 | 1 | 0 | 0 | 150 | 0 | 4.5 | cooling | 31.6996 | 0 | 31.6996 | 7.0444 | 0.2381 | 0 | 0.44 | 7.7225 | 169.0645 | 5.7143 | 0 | 10.56 | 64 | 12.96 | 4.8 | 185.3388 | 185.3388 | 99.3416 | 99.3416 | 0.086116 | 0 | 0 | 22.2407 | 22.2407 | 0 | 0 | 1
S2 | Baseline_NoDegradation | C0_Baseline | BASELINE_S2_C0_Baseline | Educational / University building | 1000 | 2 | 10 | Chiller_AHU | 100 | 55 | 4000 | 95 | 94 | 95 | 1 | 95 | 0 | 24 | 1 | 23.6956 | 28.2772 | 56.0354 | 523.2354 | 0.8 | 23 | 1 | 0 | 0 | 150 | 0 | 4.5 | cooling | 30.1561 | 0 | 30.1561 | 6.7014 | 0.2381 | 0 | 0.44 | 7.3795 | 160.8326 | 5.7143 | 0 | 10.56 | 64 | 12.96 | 4.8 | 177.1069 | 177.1069 | 94.9293 | 94.9293 | 0.055648 | 0 | 0 | 21.2528 | 21.2528 | 0 | 0 | 1
S2 | Baseline_NoDegradation | C0_Baseline | BASELINE_S2_C0_Baseline | Educational / University building | 1000 | 2 | 10 | Chiller_AHU | 100 | 55 | 4000 | 96 | 95 | 96 | 1 | 96 | 0 | 24 | 1 | 24.0016 | 29.9333 | 49.7751 | 508.8213 | 0.8 | 23 | 1 | 0 | 0 | 150 | 0 | 4.5 | cooling | 28.8677 | 0 | 28.8677 | 6.4151 | 0.2381 | 0 | 0.44 | 7.0931 | 153.9613 | 5.7143 | 0 | 10.56 | 64 | 12.96 | 4.8 | 170.2356 | 170.2356 | 91.2463 | 91.2463 | 0.080125 | 0 | 0 | 20.4283 | 20.4283 | 0 | 0 | 1
S2 | Baseline_NoDegradation | C0_Baseline | BASELINE_S2_C0_Baseline | Educational / University building | 1000 | 2 | 10 | Chiller_AHU | 100 | 55 | 4000 | 97 | 96 | 97 | 1 | 97 | 0 | 24 | 1 | 23.2957 | 28.4108 | 54.0151 | 545.7893 | 0.8 | 23 | 1 | 0 | 0 | 150 | 0 | 4.5 | cooling | 27.745 | 0 | 27.745 | 6.1656 | 0.2381 | 0 | 0.44 | 6.8437 | 147.9735 | 5.7143 | 0 | 10.56 | 64 | 12.96 | 4.8 | 164.2478 | 164.2478 | 88.0368 | 88.0368 | 0.023656 | 0 | 0 | 19.7097 | 19.7097 | 0 | 0 | 1
S2 | Baseline_NoDegradation | C0_Baseline | BASELINE_S2_C0_Baseline | Educational / University building | 1000 | 2 | 10 | Chiller_AHU | 100 | 55 | 4000 | 98 | 97 | 98 | 1 | 98 | 0 | 24 | 1 | 24.3824 | 29.2747 | 48.6754 | 537.8301 | 0.8 | 23 | 1 | 0 | 0 | 150 | 0 | 4.5 | cooling | 30.6964 | 0 | 30.6964 | 6.8214 | 0.2381 | 0 | 0.44 | 7.4995 | 163.7143 | 5.7143 | 0 | 10.56 | 64 | 12.96 | 4.8 | 179.9886 | 179.9886 | 96.4739 | 96.4739 | 0.11059 | 0 | 0 | 21.5986 | 21.5986 | 0 | 0 | 1
S2 | Baseline_NoDegradation | C0_Baseline | BASELINE_S2_C0_Baseline | Educational / University building | 1000 | 2 | 10 | Chiller_AHU | 100 | 55 | 4000 | 99 | 98 | 99 | 1 | 99 | 0 | 24 | 1 | 24.1555 | 29.8212 | 54.8627 | 540.9315 | 0.8 | 23 | 1 | 0 | 0 | 150 | 0 | 4.5 | cooling | 32.3704 | 0 | 32.3704 | 7.1934 | 0.2381 | 0 | 0.44 | 7.8715 | 172.642 | 5.7143 | 0 | 10.56 | 64 | 12.96 | 4.8 | 188.9163 | 188.9163 | 101.2591 | 101.2591 | 0.092443 | 0 | 0 | 22.67 | 22.67 | 0 | 0 | 1
S2 | Baseline_NoDegradation | C0_Baseline | BASELINE_S2_C0_Baseline | Educational / University building | 1000 | 2 | 10 | Chiller_AHU | 100 | 55 | 4000 | 100 | 99 | 100 | 1 | 100 | 0 | 24 | 1 | 24.9178 | 30.5157 | 54.6855 | 525.483 | 0.8 | 23 | 1 | 0 | 0 | 150 | 0 | 4.5 | cooling | 35.9425 | 0 | 35.9425 | 7.9872 | 0.2381 | 0 | 0.44 | 8.6653 | 191.6931 | 5.7143 | 0 | 10.56 | 64 | 12.96 | 4.8 | 207.9674 | 207.9674 | 111.4705 | 111.4705 | 0.15342 | 0 | 0 | 24.9561 | 24.9561 | 0 | 0 | 1
S2 | Baseline_NoDegradation | C0_Baseline | BASELINE_S2_C0_Baseline | Educational / University building | 1000 | 2 | 10 | Chiller_AHU | 100 | 55 | 4000 | 101 | 100 | 101 | 1 | 101 | 0 | 24 | 1 | 24.5933 | 30.2025 | 55.4365 | 533.0973 | 0.8 | 23 | 1 | 0 | 0 | 150 | 0 | 4.5 | cooling | 34.804 | 0 | 34.804 | 7.7342 | 0.2381 | 0 | 0.44 | 8.4123 | 185.6213 | 5.7143 | 0 | 10.56 | 64 | 12.96 | 4.8 | 201.8956 | 201.8956 | 108.216 | 108.216 | 0.12746 | 0 | 0 | 24.2275 | 24.2275 | 0 | 0 | 1
S2 | Baseline_NoDegradation | C0_Baseline | BASELINE_S2_C0_Baseline | Educational / University building | 1000 | 2 | 10 | Chiller_AHU | 100 | 55 | 4000 | 102 | 101 | 102 | 1 | 102 | 0 | 24 | 1 | 25.0881 | 30.5364 | 53.7337 | 558.9441 | 0.8 | 23 | 1 | 0 | 0 | 150 | 0 | 4.4929 | cooling | 36.9029 | 0 | 36.9029 | 8.2137 | 0.2381 | 0 | 0.44 | 8.8918 | 197.1282 | 5.7143 | 0 | 10.56 | 64 | 12.96 | 4.8 | 213.4025 | 213.4025 | 114.3837 | 114.3837 | 0.16705 | 0 | 0 | 25.6083 | 25.6083 | 0 | 0 | 1
S2 | Baseline_NoDegradation | C0_Baseline | BASELINE_S2_C0_Baseline | Educational / University building | 1000 | 2 | 10 | Chiller_AHU | 100 | 55 | 4000 | 103 | 102 | 103 | 1 | 103 | 0 | 24 | 1 | 23.9744 | 29.0343 | 51.181 | 497.0487 | 0.8 | 23 | 1 | 0 | 0 | 150 | 0 | 4.5 | cooling | 29.5247 | 0 | 29.5247 | 6.561 | 0.2381 | 0 | 0.44 | 7.2391 | 157.4651 | 5.7143 | 0 | 10.56 | 64 | 12.96 | 4.8 | 173.7394 | 173.7394 | 93.1243 | 93.1243 | 0.077955 | 0 | 0 | 20.8487 | 20.8487 | 0 | 0 | 1
S2 | Baseline_NoDegradation | C0_Baseline | BASELINE_S2_C0_Baseline | Educational / University building | 1000 | 2 | 10 | Chiller_AHU | 100 | 55 | 4000 | 104 | 103 | 104 | 1 | 104 | 0 | 24 | 1 | 24.7743 | 30.6763 | 53.7554 | 549.0298 | 0.8 | 23 | 1 | 0 | 0 | 150 | 0 | 4.5 | cooling | 35.3194 | 0 | 35.3194 | 7.8487 | 0.2381 | 0 | 0.44 | 8.5268 | 188.37 | 5.7143 | 0 | 10.56 | 64 | 12.96 | 4.8 | 204.6443 | 204.6443 | 109.6893 | 109.6893 | 0.14194 | 0 | 0 | 24.5573 | 24.5573 | 0 | 0 | 1
S2 | Baseline_NoDegradation | C0_Baseline | BASELINE_S2_C0_Baseline | Educational / University building | 1000 | 2 | 10 | Chiller_AHU | 100 | 55 | 4000 | 105 | 104 | 105 | 1 | 105 | 0 | 24 | 1 | 25.7994 | 31.9562 | 54.3698 | 573.4842 | 0.8 | 23 | 1 | 0 | 0 | 150 | 0 | 4.4353 | cooling | 41.1342 | 0 | 41.1342 | 9.2744 | 0.2381 | 0 | 0.44 | 9.9525 | 222.5853 | 5.7143 | 0 | 10.56 | 64 | 12.96 | 4.8 | 238.8596 | 238.8596 | 128.0287 | 128.0287 | 0.22395 | 0 | 0 | 28.6631 | 28.6631 | 0 | 0 | 1
S2 | Baseline_NoDegradation | C0_Baseline | BASELINE_S2_C0_Baseline | Educational / University building | 1000 | 2 | 10 | Chiller_AHU | 100 | 55 | 4000 | 106 | 105 | 106 | 1 | 106 | 0 | 24 | 1 | 25.441 | 30.7552 | 53.5054 | 518.1257 | 0.8 | 23 | 1 | 0 | 0 | 150 | 0 | 4.4643 | cooling | 38.2182 | 0 | 38.2182 | 8.5609 | 0.2381 | 0 | 0.44 | 9.239 | 205.4617 | 5.7143 | 0 | 10.56 | 64 | 12.96 | 4.8 | 221.736 | 221.736 | 118.8505 | 118.8505 | 0.19528 | 0 | 0 | 26.6083 | 26.6083 | 0 | 0 | 1
S2 | Baseline_NoDegradation | C0_Baseline | BASELINE_S2_C0_Baseline | Educational / University building | 1000 | 2 | 10 | Chiller_AHU | 100 | 55 | 4000 | 107 | 106 | 107 | 1 | 107 | 0 | 24 | 1 | 25.09 | 30.6191 | 56.4905 | 583.4611 | 0.8 | 23 | 1 | 0 | 0 | 150 | 0 | 4.4927 | cooling | 38.7666 | 0 | 38.7666 | 8.6288 | 0.2381 | 0 | 0.44 | 9.3069 | 207.0907 | 5.7143 | 0 | 10.56 | 64 | 12.96 | 4.8 | 223.365 | 223.365 | 119.7236 | 119.7236 | 0.1672 | 0 | 0 | 26.8038 | 26.8038 | 0 | 0 | 1
S2 | Baseline_NoDegradation | C0_Baseline | BASELINE_S2_C0_Baseline | Educational / University building | 1000 | 2 | 10 | Chiller_AHU | 100 | 55 | 4000 | 108 | 107 | 108 | 1 | 108 | 0 | 24 | 1 | 24.9809 | 30.8333 | 52.9944 | 559.8342 | 0.8 | 23 | 1 | 0 | 0 | 150 | 0 | 4.5 | cooling | 36.3496 | 0 | 36.3496 | 8.0777 | 0.2381 | 0 | 0.44 | 8.7558 | 193.8644 | 5.7143 | 0 | 10.56 | 64 | 12.96 | 4.8 | 210.1386 | 210.1386 | 112.6343 | 112.6343 | 0.15847 | 0 | 0 | 25.2166 | 25.2166 | 0 | 0 | 1
S2 | Baseline_NoDegradation | C0_Baseline | BASELINE_S2_C0_Baseline | Educational / University building | 1000 | 2 | 10 | Chiller_AHU | 100 | 55 | 4000 | 109 | 108 | 109 | 1 | 109 | 0 | 24 | 1 | 25.7431 | 30.7288 | 57.1272 | 539.52 | 0.8 | 23 | 1 | 0 | 0 | 150 | 0 | 4.4398 | cooling | 41.8996 | 0 | 41.8996 | 9.4373 | 0.2381 | 0 | 0.44 | 10.1153 | 226.494 | 5.7143 | 0 | 10.56 | 64 | 12.96 | 4.8 | 242.7683 | 242.7683 | 130.1238 | 130.1238 | 0.21944 | 0 | 0 | 29.1322 | 29.1322 | 0 | 0 | 1
S2 | Baseline_NoDegradation | C0_Baseline | BASELINE_S2_C0_Baseline | Educational / University building | 1000 | 2 | 10 | Chiller_AHU | 100 | 55 | 4000 | 110 | 109 | 110 | 1 | 110 | 0 | 24 | 1 | 25.677 | 30.9898 | 54.1599 | 561.4426 | 0.8 | 23 | 1 | 0 | 0 | 150 | 0 | 4.4452 | cooling | 40.5014 | 0 | 40.5014 | 9.1114 | 0.2381 | 0 | 0.44 | 9.7895 | 218.6726 | 5.7143 | 0 | 10.56 | 64 | 12.96 | 4.8 | 234.9468 | 234.9468 | 125.9315 | 125.9315 | 0.21416 | 0 | 0 | 28.1936 | 28.1936 | 0 | 0 | 1
S2 | Baseline_NoDegradation | C0_Baseline | BASELINE_S2_C0_Baseline | Educational / University building | 1000 | 2 | 10 | Chiller_AHU | 100 | 55 | 4000 | 111 | 110 | 111 | 1 | 111 | 0 | 24 | 1 | 25.9834 | 31.8779 | 56.3931 | 580.5477 | 0.8 | 23 | 1 | 0 | 0 | 150 | 0 | 4.4203 | cooling | 43.4519 | 0 | 43.4519 | 9.83 | 0.2381 | 0 | 0.44 | 10.5081 | 235.9195 | 5.7143 | 0 | 10.56 | 64 | 12.96 | 4.8 | 252.1938 | 252.1938 | 135.1759 | 135.1759 | 0.23867 | 0 | 0 | 30.2633 | 30.2633 | 0 | 0 | 1
S2 | Baseline_NoDegradation | C0_Baseline | BASELINE_S2_C0_Baseline | Educational / University building | 1000 | 2 | 10 | Chiller_AHU | 100 | 55 | 4000 | 112 | 111 | 112 | 1 | 112 | 0 | 24 | 1 | 26.0393 | 31.2337 | 58.0073 | 548.7394 | 0.8 | 23 | 1 | 0 | 0 | 150 | 0 | 4.4158 | cooling | 44.1264 | 0 | 44.1264 | 9.9928 | 0.2381 | 0 | 0.44 | 10.6709 | 239.8277 | 5.7143 | 0 | 10.56 | 64 | 12.96 | 4.8 | 256.102 | 256.102 | 137.2707 | 137.2707 | 0.24315 | 0 | 0 | 30.7322 | 30.7322 | 0 | 0 | 1
S2 | Baseline_NoDegradation | C0_Baseline | BASELINE_S2_C0_Baseline | Educational / University building | 1000 | 2 | 10 | Chiller_AHU | 100 | 55 | 4000 | 113 | 112 | 113 | 1 | 113 | 0 | 24 | 1 | 26.8993 | 32.8597 | 55.8168 | 563.5641 | 0.8 | 23 | 1 | 0 | 0 | 150 | 0 | 4.3462 | cooling | 47.7683 | 0 | 47.7683 | 10.9909 | 0.2381 | 0 | 0.44 | 11.669 | 263.7824 | 5.7143 | 0 | 10.56 | 64 | 12.96 | 4.8 | 280.0566 | 280.0566 | 150.1104 | 150.1104 | 0.31195 | 1 | 1 | 33.6068 | 33.6068 | 0 | 0 | 1
S2 | Baseline_NoDegradation | C0_Baseline | BASELINE_S2_C0_Baseline | Educational / University building | 1000 | 2 | 10 | Chiller_AHU | 100 | 55 | 4000 | 114 | 113 | 114 | 1 | 114 | 0 | 24 | 1 | 27.4474 | 34.1069 | 56.4268 | 560.9965 | 0.8 | 23 | 1 | 0 | 0 | 150 | 0 | 4.3018 | cooling | 50.9728 | 0 | 50.9728 | 11.8493 | 0.2381 | 0 | 0.44 | 12.5274 | 284.3831 | 5.7143 | 0 | 10.56 | 64 | 12.96 | 4.8 | 300.6574 | 300.6574 | 161.1523 | 161.1523 | 0.35579 | 1 | 1 | 36.0789 | 36.0789 | 0 | 0 | 1
S2 | Baseline_NoDegradation | C0_Baseline | BASELINE_S2_C0_Baseline | Educational / University building | 1000 | 2 | 10 | Chiller_AHU | 100 | 55 | 4000 | 115 | 114 | 115 | 1 | 115 | 0 | 24 | 1 | 27.1384 | 32.6502 | 57.1656 | 558.4641 | 0.8 | 23 | 1 | 0 | 0 | 150 | 0 | 4.3268 | cooling | 49.7383 | 0 | 49.7383 | 11.4954 | 0.2381 | 0 | 0.44 | 12.1735 | 275.8906 | 5.7143 | 0 | 10.56 | 64 | 12.96 | 4.8 | 292.1649 | 292.1649 | 156.6004 | 156.6004 | 0.33107 | 1 | 1 | 35.0598 | 35.0598 | 0 | 0 | 1
S2 | Baseline_NoDegradation | C0_Baseline | BASELINE_S2_C0_Baseline | Educational / University building | 1000 | 2 | 10 | Chiller_AHU | 100 | 55 | 4000 | 116 | 115 | 116 | 1 | 116 | 0 | 24 | 1 | 26.8842 | 32.422 | 53.5343 | 518.6949 | 0.8 | 23 | 1 | 0 | 0 | 150 | 0 | 4.3474 | cooling | 46.0132 | 0 | 46.0132 | 10.5841 | 0.2381 | 0 | 0.44 | 11.2622 | 254.0185 | 5.7143 | 0 | 10.56 | 64 | 12.96 | 4.8 | 270.2928 | 270.2928 | 144.8769 | 144.8769 | 0.31073 | 1 | 1 | 32.4351 | 32.4351 | 0 | 0 | 1
S2 | Baseline_NoDegradation | C0_Baseline | BASELINE_S2_C0_Baseline | Educational / University building | 1000 | 2 | 10 | Chiller_AHU | 100 | 55 | 4000 | 117 | 116 | 117 | 1 | 117 | 0 | 24 | 1 | 26.2938 | 32.0025 | 56.3435 | 600.0569 | 0.8 | 23 | 1 | 0 | 0 | 150 | 0 | 4.3952 | cooling | 45.5989 | 0 | 45.5989 | 10.3747 | 0.2381 | 0 | 0.44 | 11.0528 | 248.9929 | 5.7143 | 0 | 10.56 | 64 | 12.96 | 4.8 | 265.2672 | 265.2672 | 142.1832 | 142.1832 | 0.26351 | 0 | 0 | 31.8321 | 31.8321 | 0 | 0 | 1
S2 | Baseline_NoDegradation | C0_Baseline | BASELINE_S2_C0_Baseline | Educational / University building | 1000 | 2 | 10 | Chiller_AHU | 100 | 55 | 4000 | 118 | 117 | 118 | 1 | 118 | 0 | 24 | 1 | 27.5293 | 33.0572 | 57.8442 | 554.3127 | 0.8 | 23 | 1 | 0 | 0 | 150 | 0 | 4.2951 | cooling | 52.2429 | 0 | 52.2429 | 12.1633 | 0.2381 | 0 | 0.44 | 12.8414 | 291.9191 | 5.7143 | 0 | 10.56 | 64 | 12.96 | 4.8 | 308.1934 | 308.1934 | 165.1916 | 165.1916 | 0.36234 | 1 | 1 | 36.9832 | 36.9832 | 0 | 0 | 1
S2 | Baseline_NoDegradation | C0_Baseline | BASELINE_S2_C0_Baseline | Educational / University building | 1000 | 2 | 10 | Chiller_AHU | 100 | 55 | 4000 | 119 | 118 | 119 | 1 | 119 | 0 | 24 | 1 | 26.9562 | 32.9634 | 58.6083 | 556.7954 | 0.8 | 23 | 1 | 0 | 0 | 150 | 0 | 4.3415 | cooling | 49.6725 | 0 | 49.6725 | 11.4412 | 0.2381 | 0 | 0.44 | 12.1193 | 274.5888 | 5.7143 | 0 | 10.56 | 64 | 12.96 | 4.8 | 290.863 | 290.863 | 155.9026 | 155.9026 | 0.3165 | 1 | 1 | 34.9036 | 34.9036 | 0 | 0 | 1
S2 | Baseline_NoDegradation | C0_Baseline | BASELINE_S2_C0_Baseline | Educational / University building | 1000 | 2 | 10 | Chiller_AHU | 100 | 55 | 4000 | 120 | 119 | 120 | 1 | 120 | 0 | 24 | 1 | 27.7508 | 33.2472 | 57.606 | 616.6445 | 0.25 | 23 | 1 | 0 | 0 | 150 | 0 | 4.2772 | cooling | 41.5441 | 0 | 41.5441 | 9.7129 | 0.2381 | 0 | 0.1925 | 10.1435 | 233.1107 | 5.7143 | 0 | 4.62 | 20 | 6.525 | 1.5 | 243.445 | 243.445 | 130.4865 | 130.4865 | 0.38007 | 0 | 0 | 29.2134 | 29.2134 | 0 | 0 | 1
S2 | Baseline_NoDegradation | C0_Baseline | BASELINE_S2_C0_Baseline | Educational / University building | 1000 | 2 | 10 | Chiller_AHU | 100 | 55 | 4000 | 121 | 120 | 121 | 1 | 121 | 0 | 24 | 1 | 27.4492 | 33.9954 | 58.002 | 577.4011 | 0.25 | 23 | 1 | 0 | 0 | 150 | 0 | 4.3016 | cooling | 39.7046 | 0 | 39.7046 | 9.2302 | 0.2381 | 0 | 0.1925 | 9.6608 | 221.524 | 5.7143 | 0 | 4.62 | 20 | 6.525 | 1.5 | 231.8582 | 231.8582 | 124.276 | 124.276 | 0.35594 | 0 | 0 | 27.823 | 27.823 | 0 | 0 | 1
S2 | Baseline_NoDegradation | C0_Baseline | BASELINE_S2_C0_Baseline | Educational / University building | 1000 | 2 | 10 | Chiller_AHU | 100 | 55 | 4000 | 122 | 121 | 122 | 1 | 122 | 0 | 24 | 1 | 27.4263 | 33.3506 | 56.4878 | 575.4701 | 0.25 | 23 | 1 | 0 | 0 | 150 | 0 | 4.3035 | cooling | 39.0333 | 0 | 39.0333 | 9.0702 | 0.2381 | 0 | 0.1925 | 9.5008 | 217.6848 | 5.7143 | 0 | 4.62 | 20 | 6.525 | 1.5 | 228.0191 | 228.0191 | 122.2183 | 122.2183 | 0.35411 | 0 | 0 | 27.3623 | 27.3623 | 0 | 0 | 1
S2 | Baseline_NoDegradation | C0_Baseline | BASELINE_S2_C0_Baseline | Educational / University building | 1000 | 2 | 10 | Chiller_AHU | 100 | 55 | 4000 | 123 | 122 | 123 | 1 | 123 | 0 | 24 | 1 | 27.1442 | 33.4221 | 60.4471 | 575.2572 | 0.25 | 23 | 1 | 0 | 0 | 150 | 0 | 4.3263 | cooling | 39.2586 | 0 | 39.2586 | 9.0744 | 0.2381 | 0 | 0.1925 | 9.505 | 217.7849 | 5.7143 | 0 | 4.62 | 20 | 6.525 | 1.5 | 228.1192 | 228.1192 | 122.2719 | 122.2719 | 0.34048 | 0 | 0 | 27.3743 | 27.3743 | 0 | 0 | 1
S2 | Baseline_NoDegradation | C0_Baseline | BASELINE_S2_C0_Baseline | Educational / University building | 1000 | 2 | 10 | Chiller_AHU | 100 | 55 | 4000 | 124 | 123 | 124 | 1 | 124 | 0 | 24 | 1 | 27.5404 | 33.7525 | 57.891 | 587.6839 | 0.25 | 23 | 1 | 0 | 0 | 150 | 0 | 4.2942 | cooling | 40.3828 | 0 | 40.3828 | 9.404 | 0.2381 | 0 | 0.1925 | 9.8346 | 225.6952 | 5.7143 | 0 | 4.62 | 20 | 6.525 | 1.5 | 236.0295 | 236.0295 | 126.5118 | 126.5118 | 0.36323 | 0 | 0 | 28.3235 | 28.3235 | 0 | 0 | 1
S2 | Baseline_NoDegradation | C0_Baseline | BASELINE_S2_C0_Baseline | Educational / University building | 1000 | 2 | 10 | Chiller_AHU | 100 | 55 | 4000 | 125 | 124 | 125 | 1 | 125 | 0 | 24 | 1 | 26.8794 | 32.7944 | 54.7605 | 540.1018 | 0.25 | 23 | 1 | 0 | 0 | 150 | 0 | 4.3478 | cooling | 35.3814 | 0 | 35.3814 | 8.1378 | 0.2381 | 0 | 0.1925 | 8.5684 | 195.3078 | 5.7143 | 0 | 4.62 | 20 | 6.525 | 1.5 | 205.6421 | 205.6421 | 110.2242 | 110.2242 | 0.31035 | 0 | 0 | 24.6771 | 24.6771 | 0 | 0 | 1
S2 | Baseline_NoDegradation | C0_Baseline | BASELINE_S2_C0_Baseline | Educational / University building | 1000 | 2 | 10 | Chiller_AHU | 100 | 55 | 4000 | 126 | 125 | 126 | 1 | 126 | 0 | 24 | 1 | 28.5868 | 35.0124 | 57.5387 | 540.9668 | 0.25 | 23 | 1 | 0 | 0 | 150 | 0 | 4.2095 | cooling | 44.7056 | 0 | 44.7056 | 10.6202 | 0.2381 | 0 | 0.1925 | 11.0508 | 254.8858 | 5.7143 | 0 | 4.62 | 20 | 6.525 | 1.5 | 265.2201 | 265.2201 | 142.158 | 142.158 | 0.44695 | 0 | 0 | 31.8264 | 31.8264 | 0 | 0 | 1
S2 | Baseline_NoDegradation | C0_Baseline | BASELINE_S2_C0_Baseline | Educational / University building | 1000 | 2 | 10 | Chiller_AHU | 100 | 55 | 4000 | 127 | 126 | 127 | 1 | 127 | 0 | 24 | 1 | 26.5305 | 32.3986 | 64.0559 | 580.712 | 0.25 | 23 | 1 | 0 | 0 | 150 | 0 | 4.376 | cooling | 38.2553 | 0 | 38.2553 | 8.742 | 0.2381 | 0 | 0.1925 | 9.1726 | 209.8084 | 5.7143 | 0 | 4.62 | 20 | 6.525 | 1.5 | 220.1426 | 220.1426 | 117.9965 | 117.9965 | 0.36356 | 0 | 0 | 26.4171 | 26.4171 | 0 | 0 | 1
S2 | Baseline_NoDegradation | C0_Baseline | BASELINE_S2_C0_Baseline | Educational / University building | 1000 | 2 | 10 | Chiller_AHU | 100 | 55 | 4000 | 128 | 127 | 128 | 1 | 128 | 0 | 24 | 1 | 27.839 | 34.1281 | 56.3322 | 567.0489 | 0.25 | 23 | 1 | 0 | 0 | 150 | 0 | 4.27 | cooling | 41.0677 | 0 | 41.0677 | 9.6176 | 0.2381 | 0 | 0.1925 | 10.0482 | 230.8228 | 5.7143 | 0 | 4.62 | 20 | 6.525 | 1.5 | 241.1571 | 241.1571 | 129.2602 | 129.2602 | 0.38712 | 0 | 0 | 28.9389 | 28.9389 | 0 | 0 | 1
S2 | Baseline_NoDegradation | C0_Baseline | BASELINE_S2_C0_Baseline | Educational / University building | 1000 | 2 | 10 | Chiller_AHU | 100 | 55 | 4000 | 129 | 128 | 129 | 1 | 129 | 0 | 24 | 1 | 28.2725 | 34.3585 | 61.2765 | 580.8527 | 0.25 | 23 | 1 | 0 | 0 | 150 | 0 | 4.2349 | cooling | 45.5703 | 0 | 45.5703 | 10.7606 | 0.2381 | 0 | 0.1925 | 11.1912 | 258.2542 | 5.7143 | 0 | 4.62 | 20 | 6.525 | 1.5 | 268.5885 | 268.5885 | 143.9635 | 143.9635 | 0.44733 | 0 | 0 | 32.2306 | 32.2306 | 0 | 0 | 1
S2 | Baseline_NoDegradation | C0_Baseline | BASELINE_S2_C0_Baseline | Educational / University building | 1000 | 2 | 10 | Chiller_AHU | 100 | 55 | 4000 | 130 | 129 | 130 | 1 | 130 | 0 | 24 | 1 | 28.6589 | 34.521 | 61.7328 | 607.4865 | 0.25 | 23 | 1 | 0 | 0 | 150 | 0 | 4.2036 | cooling | 48.2073 | 0 | 48.2073 | 11.468 | 0.2381 | 0 | 0.1925 | 11.8986 | 275.2328 | 5.7143 | 0 | 4.62 | 20 | 6.525 | 1.5 | 285.5671 | 285.5671 | 153.064 | 153.064 | 0.48737 | 0 | 0 | 34.2681 | 34.2681 | 0 | 0 | 1
S2 | Baseline_NoDegradation | C0_Baseline | BASELINE_S2_C0_Baseline | Educational / University building | 1000 | 2 | 10 | Chiller_AHU | 100 | 55 | 4000 | 131 | 130 | 131 | 1 | 131 | 0 | 24 | 1 | 27.9397 | 33.7387 | 62.8525 | 572.0121 | 0.25 | 23 | 1 | 0 | 0 | 150 | 0 | 4.2619 | cooling | 44.6904 | 0 | 44.6904 | 10.4861 | 0.2381 | 0 | 0.1925 | 10.9167 | 251.6653 | 5.7143 | 0 | 4.62 | 20 | 6.525 | 1.5 | 261.9996 | 261.9996 | 140.4318 | 140.4318 | 0.45222 | 0 | 0 | 31.44 | 31.44 | 0 | 0 | 1
S2 | Baseline_NoDegradation | C0_Baseline | BASELINE_S2_C0_Baseline | Educational / University building | 1000 | 2 | 10 | Chiller_AHU | 100 | 55 | 4000 | 132 | 131 | 132 | 1 | 132 | 0 | 24 | 1 | 29.2246 | 35.218 | 63.3363 | 579.3832 | 0.25 | 23 | 1 | 0 | 0 | 150 | 0 | 4.1578 | cooling | 51.6344 | 0 | 51.6344 | 12.4187 | 0.2381 | 0 | 0.1925 | 12.8492 | 298.0476 | 5.7143 | 0 | 4.62 | 20 | 6.525 | 1.5 | 308.3819 | 308.3819 | 165.2927 | 165.2927 | 0.56469 | 0 | 0 | 37.0058 | 37.0058 | 0 | 0 | 1
S2 | Baseline_NoDegradation | C0_Baseline | BASELINE_S2_C0_Baseline | Educational / University building | 1000 | 2 | 10 | Chiller_AHU | 100 | 55 | 4000 | 133 | 132 | 133 | 1 | 133 | 0 | 24 | 1 | 28.7476 | 35.5599 | 59.9492 | 558.8287 | 0.25 | 23 | 1 | 0 | 0 | 150 | 0 | 4.1964 | cooling | 47.0113 | 0 | 47.0113 | 11.2027 | 0.2381 | 0 | 0.1925 | 11.6332 | 268.8637 | 5.7143 | 0 | 4.62 | 20 | 6.525 | 1.5 | 279.198 | 279.198 | 149.6501 | 149.6501 | 0.45981 | 0 | 0 | 33.5038 | 33.5038 | 0 | 0 | 1
S2 | Baseline_NoDegradation | C0_Baseline | BASELINE_S2_C0_Baseline | Educational / University building | 1000 | 2 | 10 | Chiller_AHU | 100 | 55 | 4000 | 134 | 133 | 134 | 1 | 134 | 0 | 24 | 1 | 28.488 | 34.8709 | 57.7891 | 591.2814 | 0.25 | 23 | 1 | 0 | 0 | 150 | 0 | 4.2175 | cooling | 45.3906 | 0 | 45.3906 | 10.7625 | 0.2381 | 0 | 0.1925 | 11.1931 | 258.3004 | 5.7143 | 0 | 4.62 | 20 | 6.525 | 1.5 | 268.6346 | 268.6346 | 143.9882 | 143.9882 | 0.43904 | 0 | 0 | 32.2362 | 32.2362 | 0 | 0 | 1
S2 | Baseline_NoDegradation | C0_Baseline | BASELINE_S2_C0_Baseline | Educational / University building | 1000 | 2 | 10 | Chiller_AHU | 100 | 55 | 4000 | 135 | 134 | 135 | 1 | 135 | 0 | 24 | 1 | 28.5345 | 35.2109 | 56.3812 | 563.6646 | 0.25 | 23 | 1 | 0 | 0 | 150 | 0 | 4.2137 | cooling | 44.6472 | 0 | 44.6472 | 10.5957 | 0.2381 | 0 | 0.1925 | 11.0263 | 254.2966 | 5.7143 | 0 | 4.62 | 20 | 6.525 | 1.5 | 264.6309 | 264.6309 | 141.8421 | 141.8421 | 0.44276 | 0 | 0 | 31.7557 | 31.7557 | 0 | 0 | 1
S2 | Baseline_NoDegradation | C0_Baseline | BASELINE_S2_C0_Baseline | Educational / University building | 1000 | 2 | 10 | Chiller_AHU | 100 | 55 | 4000 | 136 | 135 | 136 | 1 | 136 | 0 | 24 | 1 | 28.0501 | 33.9518 | 61.9152 | 576.6583 | 0.25 | 23 | 1 | 0 | 0 | 150 | 0 | 4.2529 | cooling | 44.9913 | 0 | 44.9913 | 10.5789 | 0.2381 | 0 | 0.1925 | 11.0095 | 253.8927 | 5.7143 | 0 | 4.62 | 20 | 6.525 | 1.5 | 264.227 | 264.227 | 141.6257 | 141.6257 | 0.44231 | 0 | 0 | 31.7072 | 31.7072 | 0 | 0 | 1
S2 | Baseline_NoDegradation | C0_Baseline | BASELINE_S2_C0_Baseline | Educational / University building | 1000 | 2 | 10 | Chiller_AHU | 100 | 55 | 4000 | 137 | 136 | 137 | 1 | 137 | 0 | 24 | 1 | 28.8538 | 35.0369 | 62.078 | 560.902 | 0.25 | 23 | 1 | 0 | 0 | 150 | 0 | 4.1878 | cooling | 48.8998 | 0 | 48.8998 | 11.6766 | 0.2381 | 0 | 0.1925 | 12.1072 | 280.2391 | 5.7143 | 0 | 4.62 | 20 | 6.525 | 1.5 | 290.5734 | 290.5734 | 155.7473 | 155.7473 | 0.50987 | 0 | 0 | 34.8688 | 34.8688 | 0 | 0 | 1
S2 | Baseline_NoDegradation | C0_Baseline | BASELINE_S2_C0_Baseline | Educational / University building | 1000 | 2 | 10 | Chiller_AHU | 100 | 55 | 4000 | 138 | 137 | 138 | 1 | 138 | 0 | 24 | 1 | 29.419 | 35.945 | 62.6935 | 593.0161 | 0.25 | 23 | 1 | 0 | 0 | 150 | 0 | 4.1421 | cooling | 52.6813 | 0 | 52.6813 | 12.7186 | 0.2381 | 0 | 0.1925 | 13.1492 | 305.2466 | 5.7143 | 0 | 4.62 | 20 | 6.525 | 1.5 | 315.5809 | 315.5809 | 169.1513 | 169.1513 | 0.56739 | 0 | 0 | 37.8697 | 37.8697 | 0 | 0 | 1
S2 | Baseline_NoDegradation | C0_Baseline | BASELINE_S2_C0_Baseline | Educational / University building | 1000 | 2 | 10 | Chiller_AHU | 100 | 55 | 4000 | 139 | 138 | 139 | 1 | 139 | 0 | 24 | 1 | 29.2966 | 36.3853 | 62.0024 | 576.5393 | 0.25 | 23 | 1 | 0 | 0 | 150 | 0 | 4.152 | cooling | 51.4167 | 0 | 51.4167 | 12.3837 | 0.2381 | 0 | 0.1925 | 12.8143 | 297.2079 | 5.7143 | 0 | 4.62 | 20 | 6.525 | 1.5 | 307.5422 | 307.5422 | 164.8426 | 164.8426 | 0.54377 | 0 | 0 | 36.9051 | 36.9051 | 0 | 0 | 1
S2 | Baseline_NoDegradation | C0_Baseline | BASELINE_S2_C0_Baseline | Educational / University building | 1000 | 2 | 10 | Chiller_AHU | 100 | 55 | 4000 | 140 | 139 | 140 | 1 | 140 | 0 | 24 | 1 | 28.8521 | 34.7274 | 59.9417 | 565.6834 | 0.25 | 23 | 1 | 0 | 0 | 150 | 0 | 4.188 | cooling | 47.8598 | 0 | 47.8598 | 11.4279 | 0.2381 | 0 | 0.1925 | 11.8585 | 274.2697 | 5.7143 | 0 | 4.62 | 20 | 6.525 | 1.5 | 284.604 | 284.604 | 152.5477 | 152.5477 | 0.46817 | 0 | 0 | 34.1525 | 34.1525 | 0 | 0 | 1
S2 | Baseline_NoDegradation | C0_Baseline | BASELINE_S2_C0_Baseline | Educational / University building | 1000 | 2 | 10 | Chiller_AHU | 100 | 55 | 4000 | 141 | 140 | 141 | 1 | 141 | 0 | 24 | 1 | 29.2718 | 35.7067 | 62.7877 | 568.9096 | 0.8 | 23 | 1 | 0 | 0 | 150 | 0 | 4.154 | cooling | 66.2395 | 0 | 66.2395 | 15.946 | 0.2381 | 0 | 0.44 | 16.6241 | 382.7039 | 5.7143 | 0 | 10.56 | 64 | 12.96 | 4.8 | 398.9782 | 398.9782 | 213.8523 | 213.8523 | 0.55749 | 1 | 1 | 47.8774 | 47.8774 | 0 | 0 | 1
S2 | Baseline_NoDegradation | C0_Baseline | BASELINE_S2_C0_Baseline | Educational / University building | 1000 | 2 | 10 | Chiller_AHU | 100 | 55 | 4000 | 142 | 141 | 142 | 1 | 142 | 0 | 24 | 1 | 29.8331 | 36.4427 | 62.6215 | 571.9057 | 0.8 | 23 | 1 | 0 | 0 | 150 | 0 | 4.1085 | cooling | 69.4168 | 0 | 69.4168 | 16.8958 | 0.2381 | 0 | 0.44 | 17.5739 | 405.4999 | 5.7143 | 0 | 10.56 | 64 | 12.96 | 4.8 | 421.7742 | 421.7742 | 226.071 | 226.071 | 0.59908 | 1 | 1 | 50.6129 | 50.6129 | 0 | 0 | 1
S2 | Baseline_NoDegradation | C0_Baseline | BASELINE_S2_C0_Baseline | Educational / University building | 1000 | 2 | 10 | Chiller_AHU | 100 | 55 | 4000 | 143 | 142 | 143 | 1 | 143 | 0 | 24 | 1 | 29.7308 | 36.1321 | 60.3006 | 584.3307 | 0.8 | 23 | 1 | 0 | 0 | 150 | 0 | 4.1168 | cooling | 67.1652 | 0 | 67.1652 | 16.3149 | 0.2381 | 0 | 0.44 | 16.993 | 391.5572 | 5.7143 | 0 | 10.56 | 64 | 12.96 | 4.8 | 407.8315 | 407.8315 | 218.5977 | 218.5977 | 0.54448 | 1 | 1 | 48.9398 | 48.9398 | 0 | 0 | 1
S2 | Baseline_NoDegradation | C0_Baseline | BASELINE_S2_C0_Baseline | Educational / University building | 1000 | 2 | 10 | Chiller_AHU | 100 | 55 | 4000 | 144 | 143 | 144 | 1 | 144 | 0 | 24 | 1 | 29.6589 | 35.6369 | 63.8332 | 557.3026 | 0.8 | 23 | 1 | 0 | 0 | 150 | 0 | 4.1226 | cooling | 69.2099 | 0 | 69.2099 | 16.7878 | 0.2381 | 0 | 0.44 | 17.4659 | 402.907 | 5.7143 | 0 | 10.56 | 64 | 12.96 | 4.8 | 419.1813 | 419.1813 | 224.6812 | 224.6812 | 0.60937 | 1 | 1 | 50.3018 | 50.3018 | 0 | 0 | 1
S2 | Baseline_NoDegradation | C0_Baseline | BASELINE_S2_C0_Baseline | Educational / University building | 1000 | 2 | 10 | Chiller_AHU | 100 | 55 | 4000 | 145 | 144 | 145 | 1 | 145 | 0 | 24 | 1 | 30.2648 | 37.1134 | 63.2055 | 594.3595 | 0.8 | 23 | 1 | 0 | 0 | 150 | 0 | 4.0736 | cooling | 72.8726 | 0 | 72.8726 | 17.8892 | 0.2381 | 0 | 0.44 | 18.5673 | 429.3408 | 5.7143 | 0 | 10.56 | 64 | 12.96 | 4.8 | 445.6151 | 445.6151 | 238.8497 | 238.8497 | 0.64529 | 1 | 1 | 53.4738 | 53.4738 | 0 | 0 | 1
S2 | Baseline_NoDegradation | C0_Baseline | BASELINE_S2_C0_Baseline | Educational / University building | 1000 | 2 | 10 | Chiller_AHU | 100 | 55 | 4000 | 146 | 145 | 146 | 1 | 146 | 0 | 24 | 1 | 28.4582 | 34.3561 | 63.3804 | 566.3215 | 0.8 | 23 | 1 | 0 | 0 | 150 | 0 | 4.2199 | cooling | 62.1569 | 0 | 62.1569 | 14.7295 | 0.2381 | 0 | 0.44 | 15.4076 | 353.5083 | 5.7143 | 0 | 10.56 | 64 | 12.96 | 4.8 | 369.7826 | 369.7826 | 198.2035 | 198.2035 | 0.50426 | 1 | 1 | 44.3739 | 44.3739 | 0 | 0 | 1
S2 | Baseline_NoDegradation | C0_Baseline | BASELINE_S2_C0_Baseline | Educational / University building | 1000 | 2 | 10 | Chiller_AHU | 100 | 55 | 4000 | 147 | 146 | 147 | 1 | 147 | 0 | 24 | 1 | 30.0844 | 37.2545 | 61.8725 | 571.671 | 0.8 | 23 | 1 | 0 | 0 | 150 | 0 | 4.0882 | cooling | 70.3836 | 0 | 70.3836 | 17.2164 | 0.2381 | 0 | 0.44 | 17.8945 | 413.1938 | 5.7143 | 0 | 10.56 | 64 | 12.96 | 4.8 | 429.4681 | 429.4681 | 230.1949 | 230.1949 | 0.6042 | 1 | 1 | 51.5362 | 51.5362 | 0 | 0 | 1
S2 | Baseline_NoDegradation | C0_Baseline | BASELINE_S2_C0_Baseline | Educational / University building | 1000 | 2 | 10 | Chiller_AHU | 100 | 55 | 4000 | 148 | 147 | 148 | 1 | 148 | 0 | 24 | 1 | 29.9065 | 36.9324 | 62.0389 | 594.0394 | 0.8 | 23 | 1 | 0 | 0 | 150 | 0 | 4.1026 | cooling | 69.8895 | 0 | 69.8895 | 17.0355 | 0.2381 | 0 | 0.44 | 17.7136 | 408.8522 | 5.7143 | 0 | 10.56 | 64 | 12.96 | 4.8 | 425.1265 | 425.1265 | 227.8678 | 227.8678 | 0.5933 | 1 | 1 | 51.0152 | 51.0152 | 0 | 0 | 1
S2 | Baseline_NoDegradation | C0_Baseline | BASELINE_S2_C0_Baseline | Educational / University building | 1000 | 2 | 10 | Chiller_AHU | 100 | 55 | 4000 | 149 | 148 | 149 | 1 | 149 | 0 | 24 | 1 | 30.7585 | 36.4891 | 62.1797 | 581.2073 | 0.8 | 23 | 1 | 0 | 0 | 150 | 0 | 4.0336 | cooling | 74.7815 | 0 | 74.7815 | 18.5398 | 0.2381 | 0 | 0.44 | 19.2179 | 444.9561 | 5.7143 | 0 | 10.56 | 64 | 12.96 | 4.8 | 461.2303 | 461.2303 | 247.2195 | 247.2195 | 0.66428 | 1 | 1 | 55.3476 | 55.3476 | 0 | 0 | 1
S2 | Baseline_NoDegradation | C0_Baseline | BASELINE_S2_C0_Baseline | Educational / University building | 1000 | 2 | 10 | Chiller_AHU | 100 | 55 | 4000 | 150 | 149 | 150 | 1 | 150 | 0 | 24 | 1 | 29.6442 | 36.37 | 65.4833 | 554.7832 | 0.8 | 23 | 1 | 0 | 0 | 150 | 0 | 4.1238 | cooling | 70.5718 | 0 | 70.5718 | 17.1132 | 0.2381 | 0 | 0.44 | 17.7913 | 410.7174 | 5.7143 | 0 | 10.56 | 64 | 12.96 | 4.8 | 426.9917 | 426.9917 | 228.8676 | 228.8676 | 0.64121 | 1 | 1 | 51.239 | 51.239 | 0 | 0 | 1
S2 | Baseline_NoDegradation | C0_Baseline | BASELINE_S2_C0_Baseline | Educational / University building | 1000 | 2 | 10 | Chiller_AHU | 100 | 55 | 4000 | 151 | 150 | 151 | 1 | 151 | 0 | 24 | 1 | 30.2164 | 36.3952 | 67.8071 | 578.3159 | 0.8 | 23 | 1 | 0 | 0 | 150 | 0 | 4.0775 | cooling | 76.355 | 0 | 76.355 | 18.7261 | 0.2381 | 0 | 0.44 | 19.4042 | 449.4256 | 5.7143 | 0 | 10.56 | 64 | 12.96 | 4.8 | 465.6999 | 465.6999 | 249.6151 | 249.6151 | 0.73345 | 1 | 1 | 55.884 | 55.884 | 0 | 0 | 1
S2 | Baseline_NoDegradation | C0_Baseline | BASELINE_S2_C0_Baseline | Educational / University building | 1000 | 2 | 10 | Chiller_AHU | 100 | 55 | 4000 | 152 | 151 | 152 | 1 | 152 | 0 | 24 | 1 | 29.6921 | 36.3269 | 67.0422 | 600.397 | 0.8 | 23 | 1 | 0 | 0 | 150 | 0 | 4.1199 | cooling | 72.9457 | 0 | 72.9457 | 17.7055 | 0.2381 | 0 | 0.44 | 18.3836 | 424.9325 | 5.7143 | 0 | 10.56 | 64 | 12.96 | 4.8 | 441.2068 | 441.2068 | 236.4869 | 236.4869 | 0.67621 | 1 | 1 | 52.9448 | 52.9448 | 0 | 0 | 1
S2 | Baseline_NoDegradation | C0_Baseline | BASELINE_S2_C0_Baseline | Educational / University building | 1000 | 2 | 10 | Chiller_AHU | 100 | 55 | 4000 | 153 | 152 | 153 | 1 | 153 | 0 | 24 | 1 | 29.2167 | 35.8585 | 63.7057 | 596.69 | 0.8 | 23 | 1 | 0 | 0 | 150 | 0 | 4.1584 | cooling | 67.4234 | 0 | 67.4234 | 16.2136 | 0.2381 | 0 | 0.44 | 16.8917 | 389.1263 | 5.7143 | 0 | 10.56 | 64 | 12.96 | 4.8 | 405.4006 | 405.4006 | 217.2947 | 217.2947 | 0.57145 | 1 | 1 | 48.6481 | 48.6481 | 0 | 0 | 1
S2 | Baseline_NoDegradation | C0_Baseline | BASELINE_S2_C0_Baseline | Educational / University building | 1000 | 2 | 10 | Chiller_AHU | 100 | 55 | 4000 | 154 | 153 | 154 | 1 | 154 | 0 | 24 | 1 | 29.3942 | 36.0071 | 64.4188 | 566.8633 | 0.8 | 23 | 1 | 0 | 0 | 150 | 0 | 4.1441 | cooling | 68.5385 | 0 | 68.5385 | 16.5389 | 0.2381 | 0 | 0.44 | 17.217 | 396.9345 | 5.7143 | 0 | 10.56 | 64 | 12.96 | 4.8 | 413.2088 | 413.2088 | 221.4799 | 221.4799 | 0.59992 | 1 | 1 | 49.5851 | 49.5851 | 0 | 0 | 1
S2 | Baseline_NoDegradation | C0_Baseline | BASELINE_S2_C0_Baseline | Educational / University building | 1000 | 2 | 10 | Chiller_AHU | 100 | 55 | 4000 | 155 | 154 | 155 | 1 | 155 | 0 | 24 | 1 | 30.5071 | 37.0454 | 65.0615 | 622.0531 | 0.8 | 23 | 1 | 0 | 0 | 150 | 0 | 4.0539 | cooling | 76.6087 | 0 | 76.6087 | 18.8974 | 0.2381 | 0 | 0.44 | 19.5755 | 453.5375 | 5.7143 | 0 | 10.56 | 64 | 12.96 | 4.8 | 469.8118 | 469.8118 | 251.8191 | 251.8191 | 0.7018 | 1 | 1 | 56.3774 | 56.3774 | 0 | 0 | 1
S2 | Baseline_NoDegradation | C0_Baseline | BASELINE_S2_C0_Baseline | Educational / University building | 1000 | 2 | 10 | Chiller_AHU | 100 | 55 | 4000 | 156 | 155 | 156 | 1 | 156 | 0 | 24 | 1 | 29.9713 | 36.4328 | 67.0844 | 581.1318 | 0.8 | 23 | 1 | 0 | 0 | 150 | 0 | 4.0973 | cooling | 74.4186 | 0 | 74.4186 | 18.1627 | 0.2381 | 0 | 0.44 | 18.8408 | 435.9059 | 5.7143 | 0 | 10.56 | 64 | 12.96 | 4.8 | 452.1802 | 452.1802 | 242.3686 | 242.3686 | 0.69939 | 1 | 1 | 54.2616 | 54.2616 | 0 | 0 | 1
S2 | Baseline_NoDegradation | C0_Baseline | BASELINE_S2_C0_Baseline | Educational / University building | 1000 | 2 | 10 | Chiller_AHU | 100 | 55 | 4000 | 157 | 156 | 157 | 1 | 157 | 0 | 24 | 1 | 30.4661 | 36.7079 | 65.9798 | 621.2555 | 0.8 | 23 | 1 | 0 | 0 | 150 | 0 | 4.0572 | cooling | 77.1812 | 0 | 77.1812 | 19.0231 | 0.2381 | 0 | 0.44 | 19.7012 | 456.5535 | 5.7143 | 0 | 10.56 | 64 | 12.96 | 4.8 | 472.8278 | 472.8278 | 253.4357 | 253.4357 | 0.71689 | 1 | 1 | 56.7393 | 56.7393 | 0 | 0 | 1
S2 | Baseline_NoDegradation | C0_Baseline | BASELINE_S2_C0_Baseline | Educational / University building | 1000 | 2 | 10 | Chiller_AHU | 100 | 55 | 4000 | 158 | 157 | 158 | 1 | 158 | 0 | 24 | 1 | 29.7466 | 35.2426 | 70.2811 | 645.4486 | 0.8 | 23 | 1 | 0 | 0 | 150 | 0 | 4.1155 | cooling | 76.8505 | 0 | 76.8505 | 18.6733 | 0.2381 | 0 | 0.44 | 19.3514 | 448.1594 | 5.7143 | 0 | 10.56 | 64 | 12.96 | 4.8 | 464.4337 | 464.4337 | 248.9365 | 248.9365 | 0.74535 | 1 | 1 | 55.732 | 55.732 | 0 | 0 | 1
S2 | Baseline_NoDegradation | C0_Baseline | BASELINE_S2_C0_Baseline | Educational / University building | 1000 | 2 | 10 | Chiller_AHU | 100 | 55 | 4000 | 159 | 158 | 159 | 1 | 159 | 0 | 24 | 1 | 30.098 | 35.79 | 66.6937 | 589.179 | 0.8 | 23 | 1 | 0 | 0 | 150 | 0 | 4.0871 | cooling | 75.0519 | 0 | 75.0519 | 18.3633 | 0.2381 | 0 | 0.44 | 19.0414 | 440.7192 | 5.7143 | 0 | 10.56 | 64 | 12.96 | 4.8 | 456.9935 | 456.9935 | 244.9485 | 244.9485 | 0.70171 | 1 | 1 | 54.8392 | 54.8392 | 0 | 0 | 1
S2 | Baseline_NoDegradation | C0_Baseline | BASELINE_S2_C0_Baseline | Educational / University building | 1000 | 2 | 10 | Chiller_AHU | 100 | 55 | 4000 | 160 | 159 | 160 | 1 | 160 | 0 | 24 | 1 | 30.2368 | 36.2634 | 68.7285 | 605.8168 | 0.8 | 23 | 1 | 0 | 0 | 150 | 0 | 4.0758 | cooling | 77.9203 | 0 | 77.9203 | 19.1177 | 0.2381 | 0 | 0.44 | 19.7958 | 458.8249 | 5.7143 | 0 | 10.56 | 64 | 12.96 | 4.8 | 475.0992 | 475.0992 | 254.6532 | 254.6532 | 0.75351 | 1 | 1 | 57.0119 | 57.0119 | 0 | 0 | 1
S2 | Baseline_NoDegradation | C0_Baseline | BASELINE_S2_C0_Baseline | Educational / University building | 1000 | 2 | 10 | Chiller_AHU | 100 | 55 | 4000 | 161 | 160 | 161 | 1 | 161 | 0 | 24 | 1 | 29.6131 | 36.3695 | 71.9288 | 599.1708 | 0.8 | 23 | 1 | 0 | 0 | 150 | 0 | 4.1263 | cooling | 76.6196 | 0 | 76.6196 | 18.5684 | 0.2381 | 0 | 0.44 | 19.2465 | 445.642 | 5.7143 | 0 | 10.56 | 64 | 12.96 | 4.8 | 461.9163 | 461.9163 | 247.5872 | 247.5872 | 0.76762 | 1 | 1 | 55.43 | 55.43 | 0 | 0 | 1
S2 | Baseline_NoDegradation | C0_Baseline | BASELINE_S2_C0_Baseline | Educational / University building | 1000 | 2 | 10 | Chiller_AHU | 100 | 55 | 4000 | 162 | 161 | 162 | 1 | 162 | 0 | 24 | 1 | 30.2175 | 36.6417 | 69.3071 | 561.505 | 0.8 | 23 | 1 | 0 | 0 | 150 | 0 | 4.0774 | cooling | 77.5502 | 0 | 77.5502 | 19.0196 | 0.2381 | 0 | 0.44 | 19.6977 | 456.4701 | 5.7143 | 0 | 10.56 | 64 | 12.96 | 4.8 | 472.7443 | 472.7443 | 253.391 | 253.391 | 0.76354 | 1 | 1 | 56.7293 | 56.7293 | 0 | 0 | 1
S2 | Baseline_NoDegradation | C0_Baseline | BASELINE_S2_C0_Baseline | Educational / University building | 1000 | 2 | 10 | Chiller_AHU | 100 | 55 | 4000 | 163 | 162 | 163 | 1 | 163 | 0 | 24 | 1 | 30.4916 | 36.8203 | 72.0245 | 593.0036 | 0.8 | 23 | 1 | 0 | 0 | 150 | 0 | 4.0552 | cooling | 82.1604 | 0 | 82.1604 | 20.2606 | 0.2381 | 0 | 0.44 | 20.9387 | 486.2544 | 5.7143 | 0 | 10.56 | 64 | 12.96 | 4.8 | 502.5287 | 502.5287 | 269.3554 | 269.3554 | 0.83982 | 1 | 1 | 60.3034 | 60.3034 | 0 | 0 | 1
S2 | Baseline_NoDegradation | C0_Baseline | BASELINE_S2_C0_Baseline | Educational / University building | 1000 | 2 | 10 | Chiller_AHU | 100 | 55 | 4000 | 164 | 163 | 164 | 1 | 164 | 0 | 24 | 1 | 31.2639 | 37.3108 | 69.7546 | 603.2254 | 0.8 | 23 | 1 | 0 | 0 | 150 | 0 | 3.9926 | cooling | 85.2632 | 0 | 85.2632 | 21.3552 | 0.2381 | 0 | 0.44 | 22.0333 | 512.5245 | 5.7143 | 0 | 10.56 | 64 | 12.96 | 4.8 | 528.7988 | 528.7988 | 283.4361 | 283.4361 | 0.85621 | 1 | 1 | 63.4559 | 63.4559 | 0 | 0 | 1
S2 | Baseline_NoDegradation | C0_Baseline | BASELINE_S2_C0_Baseline | Educational / University building | 1000 | 2 | 10 | Chiller_AHU | 100 | 55 | 4000 | 165 | 164 | 165 | 1 | 165 | 0 | 24 | 1 | 30.0134 | 36.5757 | 71.2553 | 590.6936 | 0.8 | 23 | 1 | 0 | 0 | 150 | 0 | 4.0939 | cooling | 78.4762 | 0 | 78.4762 | 19.169 | 0.2381 | 0 | 0.44 | 19.8471 | 460.0559 | 5.7143 | 0 | 10.56 | 64 | 12.96 | 4.8 | 476.3302 | 476.3302 | 255.313 | 255.313 | 0.78618 | 1 | 1 | 57.1596 | 57.1596 | 0 | 0 | 1
S2 | Baseline_NoDegradation | C0_Baseline | BASELINE_S2_C0_Baseline | Educational / University building | 1000 | 2 | 10 | Chiller_AHU | 100 | 55 | 4000 | 166 | 165 | 166 | 1 | 166 | 0 | 24 | 1 | 29.6173 | 36.1041 | 67.2745 | 590.6363 | 0.8 | 23 | 1 | 0 | 0 | 150 | 0 | 4.126 | cooling | 72.7726 | 0 | 72.7726 | 17.6376 | 0.2381 | 0 | 0.44 | 18.3157 | 423.3016 | 5.7143 | 0 | 10.56 | 64 | 12.96 | 4.8 | 439.5759 | 439.5759 | 235.6127 | 235.6127 | 0.67487 | 1 | 1 | 52.7491 | 52.7491 | 0 | 0 | 1
S2 | Baseline_NoDegradation | C0_Baseline | BASELINE_S2_C0_Baseline | Educational / University building | 1000 | 2 | 10 | Chiller_AHU | 100 | 55 | 4000 | 167 | 166 | 167 | 1 | 167 | 0 | 24 | 1 | 30.4351 | 36.2489 | 66.0959 | 607.4199 | 0.8 | 23 | 1 | 0 | 0 | 150 | 0 | 4.0598 | cooling | 77.0174 | 0 | 77.0174 | 18.971 | 0.2381 | 0 | 0.44 | 19.6491 | 455.3031 | 5.7143 | 0 | 10.56 | 64 | 12.96 | 4.8 | 471.5774 | 471.5774 | 252.7655 | 252.7655 | 0.71673 | 1 | 1 | 56.5893 | 56.5893 | 0 | 0 | 1
S2 | Baseline_NoDegradation | C0_Baseline | BASELINE_S2_C0_Baseline | Educational / University building | 1000 | 2 | 10 | Chiller_AHU | 100 | 55 | 4000 | 168 | 167 | 168 | 1 | 168 | 0 | 24 | 1 | 30.2246 | 35.6963 | 71.1435 | 603.5029 | 0.8 | 23 | 1 | 0 | 0 | 150 | 0 | 4.0768 | cooling | 79.9709 | 0 | 79.9709 | 19.6161 | 0.2381 | 0 | 0.44 | 20.2941 | 470.7853 | 5.7143 | 0 | 10.56 | 64 | 12.96 | 4.8 | 487.0596 | 487.0596 | 261.0639 | 261.0639 | 0.80083 | 1 | 1 | 58.4471 | 58.4471 | 0 | 0 | 1
S2 | Baseline_NoDegradation | C0_Baseline | BASELINE_S2_C0_Baseline | Educational / University building | 1000 | 2 | 10 | Chiller_AHU | 100 | 55 | 4000 | 169 | 168 | 169 | 1 | 169 | 0 | 24 | 1 | 30.1363 | 36.1085 | 71.4907 | 605.3012 | 0.8 | 23 | 1 | 0 | 0 | 150 | 0 | 4.084 | cooling | 79.7535 | 0 | 79.7535 | 19.5285 | 0.2381 | 0 | 0.44 | 20.2066 | 468.6837 | 5.7143 | 0 | 10.56 | 64 | 12.96 | 4.8 | 484.958 | 484.958 | 259.9375 | 259.9375 | 0.80072 | 1 | 1 | 58.195 | 58.195 | 0 | 0 | 1
S2 | Baseline_NoDegradation | C0_Baseline | BASELINE_S2_C0_Baseline | Educational / University building | 1000 | 2 | 10 | Chiller_AHU | 100 | 55 | 4000 | 170 | 169 | 170 | 1 | 170 | 0 | 24 | 1 | 31.6892 | 38.3569 | 70.8382 | 595.2159 | 0.8 | 23 | 1 | 0 | 0 | 150 | 0 | 3.9582 | cooling | 88.9161 | 0 | 88.9161 | 22.4639 | 0.2381 | 0 | 0.44 | 23.142 | 539.1341 | 5.7143 | 0 | 10.56 | 64 | 12.96 | 4.8 | 555.4084 | 555.4084 | 297.6989 | 297.6989 | 0.9119 | 1 | 1 | 66.649 | 66.649 | 0 | 0 | 1
S2 | Baseline_NoDegradation | C0_Baseline | BASELINE_S2_C0_Baseline | Educational / University building | 1000 | 2 | 10 | Chiller_AHU | 100 | 55 | 4000 | 171 | 170 | 171 | 1 | 171 | 0 | 24 | 1 | 30.9083 | 37.6583 | 72.8086 | 588.3499 | 0.8 | 23 | 1 | 0 | 0 | 150 | 0 | 4.0214 | cooling | 85.5351 | 0 | 85.5351 | 21.2698 | 0.2381 | 0 | 0.44 | 21.9479 | 510.4758 | 5.7143 | 0 | 10.56 | 64 | 12.96 | 4.8 | 526.7501 | 526.7501 | 282.338 | 282.338 | 0.88884 | 1 | 1 | 63.21 | 63.21 | 0 | 0 | 1
S2 | Baseline_NoDegradation | C0_Baseline | BASELINE_S2_C0_Baseline | Educational / University building | 1000 | 2 | 10 | Chiller_AHU | 100 | 55 | 4000 | 172 | 171 | 172 | 1 | 172 | 0 | 24 | 1 | 30.2815 | 36.5898 | 72.1275 | 628.9472 | 0.8 | 23 | 1 | 0 | 0 | 150 | 0 | 4.0722 | cooling | 81.6637 | 0 | 81.6637 | 20.054 | 0.2381 | 0 | 0.44 | 20.7321 | 481.2952 | 5.7143 | 0 | 10.56 | 64 | 12.96 | 4.8 | 497.5695 | 497.5695 | 266.6973 | 266.6973 | 0.82507 | 1 | 1 | 59.7083 | 59.7083 | 0 | 0 | 1
S2 | Baseline_NoDegradation | C0_Baseline | BASELINE_S2_C0_Baseline | Educational / University building | 1000 | 2 | 10 | Chiller_AHU | 100 | 55 | 4000 | 173 | 172 | 173 | 1 | 173 | 0 | 24 | 1 | 30.2665 | 36.5959 | 71.4131 | 594.2495 | 0.8 | 23 | 1 | 0 | 0 | 150 | 0 | 4.0734 | cooling | 80.3468 | 0 | 80.3468 | 19.7247 | 0.2381 | 0 | 0.44 | 20.4028 | 473.3924 | 5.7143 | 0 | 10.56 | 64 | 12.96 | 4.8 | 489.6667 | 489.6667 | 262.4613 | 262.4613 | 0.80958 | 1 | 1 | 58.76 | 58.76 | 0 | 0 | 1
S2 | Baseline_NoDegradation | C0_Baseline | BASELINE_S2_C0_Baseline | Educational / University building | 1000 | 2 | 10 | Chiller_AHU | 100 | 55 | 4000 | 174 | 173 | 174 | 1 | 174 | 0 | 24 | 1 | 30.9659 | 36.5636 | 69.3689 | 583.6829 | 0.8 | 23 | 1 | 0 | 0 | 150 | 0 | 4.0168 | cooling | 82.7939 | 0 | 82.7939 | 20.6121 | 0.2381 | 0 | 0.44 | 21.2902 | 494.6906 | 5.7143 | 0 | 10.56 | 64 | 12.96 | 4.8 | 510.9649 | 510.9649 | 273.8772 | 273.8772 | 0.82465 | 1 | 1 | 61.3158 | 61.3158 | 0 | 0 | 1
S2 | Baseline_NoDegradation | C0_Baseline | BASELINE_S2_C0_Baseline | Educational / University building | 1000 | 2 | 10 | Chiller_AHU | 100 | 55 | 4000 | 175 | 174 | 175 | 1 | 175 | 0 | 24 | 1 | 29.3211 | 35.4325 | 69.4276 | 595.4572 | 0.8 | 23 | 1 | 0 | 0 | 150 | 0 | 4.15 | cooling | 72.8927 | 0 | 72.8927 | 17.5645 | 0.2381 | 0 | 0.44 | 18.2426 | 421.5491 | 5.7143 | 0 | 10.56 | 64 | 12.96 | 4.8 | 437.8234 | 437.8234 | 234.6733 | 234.6733 | 0.69424 | 1 | 1 | 52.5388 | 52.5388 | 0 | 0 | 1
S2 | Baseline_NoDegradation | C0_Baseline | BASELINE_S2_C0_Baseline | Educational / University building | 1000 | 2 | 10 | Chiller_AHU | 100 | 55 | 4000 | 176 | 175 | 176 | 1 | 176 | 0 | 24 | 1 | 31.0264 | 37.4234 | 69.43 | 598.4698 | 0.8 | 23 | 1 | 0 | 0 | 150 | 0 | 4.0119 | cooling | 83.5031 | 0 | 83.5031 | 20.8141 | 0.2381 | 0 | 0.44 | 21.4921 | 499.5372 | 5.7143 | 0 | 10.56 | 64 | 12.96 | 4.8 | 515.8115 | 515.8115 | 276.475 | 276.475 | 0.83071 | 1 | 1 | 61.8974 | 61.8974 | 0 | 0 | 1
S2 | Baseline_NoDegradation | C0_Baseline | BASELINE_S2_C0_Baseline | Educational / University building | 1000 | 2 | 10 | Chiller_AHU | 100 | 55 | 4000 | 177 | 176 | 177 | 1 | 177 | 0 | 24 | 1 | 30.9805 | 37.0828 | 69.9023 | 610.8909 | 0.8 | 23 | 1 | 0 | 0 | 150 | 0 | 4.0156 | cooling | 83.8597 | 0 | 83.8597 | 20.8836 | 0.2381 | 0 | 0.44 | 21.5617 | 501.2065 | 5.7143 | 0 | 10.56 | 64 | 12.96 | 4.8 | 517.4808 | 517.4808 | 277.3697 | 277.3697 | 0.83649 | 1 | 1 | 62.0977 | 62.0977 | 0 | 0 | 1
S2 | Baseline_NoDegradation | C0_Baseline | BASELINE_S2_C0_Baseline | Educational / University building | 1000 | 2 | 10 | Chiller_AHU | 100 | 55 | 4000 | 178 | 177 | 178 | 1 | 178 | 0 | 24 | 1 | 30.3285 | 37.0774 | 71.926 | 613.8458 | 0.8 | 23 | 1 | 0 | 0 | 150 | 0 | 4.0684 | cooling | 81.5558 | 0 | 81.5558 | 20.0462 | 0.2381 | 0 | 0.44 | 20.7243 | 481.1091 | 5.7143 | 0 | 10.56 | 64 | 12.96 | 4.8 | 497.3834 | 497.3834 | 266.5975 | 266.5975 | 0.8248 | 1 | 1 | 59.686 | 59.686 | 0 | 0 | 1
S2 | Baseline_NoDegradation | C0_Baseline | BASELINE_S2_C0_Baseline | Educational / University building | 1000 | 2 | 10 | Chiller_AHU | 100 | 55 | 4000 | 179 | 178 | 179 | 1 | 179 | 0 | 24 | 1 | 29.9025 | 36.3843 | 71.7596 | 575.5688 | 0.8 | 23 | 1 | 0 | 0 | 150 | 0 | 4.1029 | cooling | 78.0458 | 0 | 78.0458 | 19.0221 | 0.2381 | 0 | 0.44 | 19.7002 | 456.5306 | 5.7143 | 0 | 10.56 | 64 | 12.96 | 4.8 | 472.8049 | 472.8049 | 253.4234 | 253.4234 | 0.78739 | 1 | 1 | 56.7366 | 56.7366 | 0 | 0 | 1
S2 | Baseline_NoDegradation | C0_Baseline | BASELINE_S2_C0_Baseline | Educational / University building | 1000 | 2 | 10 | Chiller_AHU | 100 | 55 | 4000 | 180 | 179 | 180 | 1 | 180 | 0 | 24 | 1 | 29.6164 | 36.3737 | 71.7047 | 579.4965 | 0.8 | 23 | 1 | 0 | 0 | 150 | 0 | 4.1261 | cooling | 76.2852 | 0 | 76.2852 | 18.4886 | 0.2381 | 0 | 0.44 | 19.1667 | 443.7258 | 5.7143 | 0 | 10.56 | 64 | 12.96 | 4.8 | 460.0001 | 460.0001 | 246.56 | 246.56 | 0.7634 | 1 | 1 | 55.2 | 55.2 | 0 | 0 | 1
S2 | Baseline_NoDegradation | C0_Baseline | BASELINE_S2_C0_Baseline | Educational / University building | 1000 | 2 | 10 | Chiller_AHU | 100 | 55 | 4000 | 181 | 180 | 181 | 1 | 181 | 0 | 24 | 1 | 30.3254 | 37.2556 | 68.0686 | 570.0464 | 0.8 | 23 | 1 | 0 | 0 | 150 | 0 | 4.0686 | cooling | 77.4704 | 0 | 77.4704 | 19.0409 | 0.2381 | 0 | 0.44 | 19.719 | 456.9808 | 5.7143 | 0 | 10.56 | 64 | 12.96 | 4.8 | 473.2551 | 473.2551 | 253.6647 | 253.6647 | 0.74741 | 1 | 1 | 56.7906 | 56.7906 | 0 | 0 | 1
S2 | Baseline_NoDegradation | C0_Baseline | BASELINE_S2_C0_Baseline | Educational / University building | 1000 | 2 | 10 | Chiller_AHU | 100 | 55 | 4000 | 182 | 181 | 182 | 1 | 182 | 0 | 24 | 1 | 29.8849 | 36.9438 | 73.4164 | 615.344 | 0.8 | 23 | 1 | 0 | 0 | 150 | 0 | 4.1043 | cooling | 80.0347 | 0 | 80.0347 | 19.5001 | 0.2381 | 0 | 0.44 | 20.1782 | 468.0023 | 5.7143 | 0 | 10.56 | 64 | 12.96 | 4.8 | 484.2766 | 484.2766 | 259.5723 | 259.5723 | 0.81912 | 1 | 1 | 58.1132 | 58.1132 | 0 | 0 | 1
S2 | Baseline_NoDegradation | C0_Baseline | BASELINE_S2_C0_Baseline | Educational / University building | 1000 | 2 | 10 | Chiller_AHU | 100 | 55 | 4000 | 183 | 182 | 183 | 1 | 183 | 0 | 24 | 1 | 29.7464 | 35.768 | 73.9657 | 601.1632 | 0.8 | 23 | 1 | 0 | 0 | 150 | 0 | 4.1155 | cooling | 79.3537 | 0 | 79.3537 | 19.2815 | 0.2381 | 0 | 0.44 | 19.9596 | 462.7559 | 5.7143 | 0 | 10.56 | 64 | 12.96 | 4.8 | 479.0302 | 479.0302 | 256.7602 | 256.7602 | 0.81903 | 1 | 1 | 57.4836 | 57.4836 | 0 | 0 | 1
S2 | Baseline_NoDegradation | C0_Baseline | BASELINE_S2_C0_Baseline | Educational / University building | 1000 | 2 | 10 | Chiller_AHU | 100 | 55 | 4000 | 184 | 183 | 184 | 1 | 184 | 0 | 24 | 1 | 30.5585 | 36.9474 | 73.8428 | 603.1415 | 0.8 | 23 | 1 | 0 | 0 | 150 | 0 | 4.0498 | cooling | 84.4965 | 0 | 84.4965 | 20.8645 | 0.2381 | 0 | 0.44 | 21.5426 | 500.7491 | 5.7143 | 0 | 10.56 | 64 | 12.96 | 4.8 | 517.0234 | 517.0234 | 277.1245 | 277.1245 | 0.88153 | 1 | 1 | 62.0428 | 62.0428 | 0 | 0 | 1
S2 | Baseline_NoDegradation | C0_Baseline | BASELINE_S2_C0_Baseline | Educational / University building | 1000 | 2 | 10 | Chiller_AHU | 100 | 55 | 4000 | 185 | 184 | 185 | 1 | 185 | 0 | 24 | 1 | 30.6379 | 37.4189 | 70.2608 | 554.9968 | 0.8 | 23 | 1 | 0 | 0 | 150 | 0 | 4.0433 | cooling | 81.027 | 0 | 81.027 | 20.0397 | 0.2381 | 0 | 0.44 | 20.7178 | 480.9523 | 5.7143 | 0 | 10.56 | 64 | 12.96 | 4.8 | 497.2266 | 497.2266 | 266.5134 | 266.5134 | 0.81625 | 1 | 1 | 59.6672 | 59.6672 | 0 | 0 | 1
S2 | Baseline_NoDegradation | C0_Baseline | BASELINE_S2_C0_Baseline | Educational / University building | 1000 | 2 | 10 | Chiller_AHU | 100 | 55 | 4000 | 186 | 185 | 186 | 1 | 186 | 0 | 24 | 1 | 30.7123 | 37.6393 | 71.6708 | 562.6899 | 0.8 | 23 | 1 | 0 | 0 | 150 | 0 | 4.0373 | cooling | 82.8609 | 0 | 82.8609 | 20.5238 | 0.2381 | 0 | 0.44 | 21.2019 | 492.5716 | 5.7143 | 0 | 10.56 | 64 | 12.96 | 4.8 | 508.8459 | 508.8459 | 272.7414 | 272.7414 | 0.8504 | 1 | 1 | 61.0615 | 61.0615 | 0 | 0 | 1
S2 | Baseline_NoDegradation | C0_Baseline | BASELINE_S2_C0_Baseline | Educational / University building | 1000 | 2 | 10 | Chiller_AHU | 100 | 55 | 4000 | 187 | 186 | 187 | 1 | 187 | 0 | 24 | 1 | 30.2208 | 37.0383 | 77.5161 | 610.1385 | 0.8 | 23 | 1 | 0 | 0 | 150 | 0 | 4.0771 | cooling | 85.5685 | 0 | 85.5685 | 20.9875 | 0.2381 | 0 | 0.44 | 21.6656 | 503.6999 | 5.7143 | 0 | 10.56 | 64 | 12.96 | 4.8 | 519.9742 | 519.9742 | 278.7062 | 278.7062 | 0.92798 | 1 | 1 | 62.3969 | 62.3969 | 0 | 0 | 1
S2 | Baseline_NoDegradation | C0_Baseline | BASELINE_S2_C0_Baseline | Educational / University building | 1000 | 2 | 10 | Chiller_AHU | 100 | 55 | 4000 | 188 | 187 | 188 | 1 | 188 | 0 | 24 | 1 | 29.9426 | 36.0234 | 74.1501 | 593.7346 | 0.8 | 23 | 1 | 0 | 0 | 150 | 0 | 4.0996 | cooling | 80.6123 | 0 | 80.6123 | 19.6632 | 0.2381 | 0 | 0.44 | 20.3413 | 471.9175 | 5.7143 | 0 | 10.56 | 64 | 12.96 | 4.8 | 488.1918 | 488.1918 | 261.6708 | 261.6708 | 0.83841 | 1 | 1 | 58.583 | 58.583 | 0 | 0 | 1
S2 | Baseline_NoDegradation | C0_Baseline | BASELINE_S2_C0_Baseline | Educational / University building | 1000 | 2 | 10 | Chiller_AHU | 100 | 55 | 4000 | 189 | 188 | 189 | 1 | 189 | 0 | 24 | 1 | 29.5756 | 36.8256 | 77.901 | 622.3298 | 0.8 | 23 | 1 | 0 | 0 | 150 | 0 | 4.1294 | cooling | 81.8591 | 0 | 81.8591 | 19.8236 | 0.2381 | 0 | 0.44 | 20.5017 | 475.7662 | 5.7143 | 0 | 10.56 | 64 | 12.96 | 4.8 | 492.0405 | 492.0405 | 263.7337 | 263.7337 | 0.88407 | 1 | 1 | 59.0449 | 59.0449 | 0 | 0 | 1
S2 | Baseline_NoDegradation | C0_Baseline | BASELINE_S2_C0_Baseline | Educational / University building | 1000 | 2 | 10 | Chiller_AHU | 100 | 55 | 4000 | 190 | 189 | 190 | 1 | 190 | 0 | 24 | 1 | 29.5748 | 36.3394 | 75.8107 | 608.3302 | 0.8 | 23 | 1 | 0 | 0 | 150 | 0 | 4.1294 | cooling | 79.8797 | 0 | 79.8797 | 19.344 | 0.2381 | 0 | 0.44 | 20.0221 | 464.2552 | 5.7143 | 0 | 10.56 | 64 | 12.96 | 4.8 | 480.5295 | 480.5295 | 257.5638 | 257.5638 | 0.8422 | 1 | 1 | 57.6635 | 57.6635 | 0 | 0 | 1
S2 | Baseline_NoDegradation | C0_Baseline | BASELINE_S2_C0_Baseline | Educational / University building | 1000 | 2 | 10 | Chiller_AHU | 100 | 55 | 4000 | 191 | 190 | 191 | 1 | 191 | 0 | 24 | 1 | 30.6097 | 37.278 | 76.2095 | 612.0694 | 0.8 | 23 | 1 | 0 | 0 | 150 | 0 | 4.0456 | cooling | 87.0268 | 0 | 87.0268 | 21.5114 | 0.2381 | 0 | 0.44 | 22.1895 | 516.2733 | 5.7143 | 0 | 10.56 | 64 | 12.96 | 4.8 | 532.5476 | 532.5476 | 285.4455 | 285.4455 | 0.93296 | 1 | 1 | 63.9057 | 63.9057 | 0 | 0 | 1
S2 | Baseline_NoDegradation | C0_Baseline | BASELINE_S2_C0_Baseline | Educational / University building | 1000 | 2 | 10 | Chiller_AHU | 100 | 55 | 4000 | 192 | 191 | 192 | 1 | 192 | 0 | 24 | 1 | 30.1023 | 35.7942 | 75.0918 | 588.0409 | 0.8 | 23 | 1 | 0 | 0 | 150 | 0 | 4.0867 | cooling | 82.3046 | 0 | 82.3046 | 20.1396 | 0.2381 | 0 | 0.44 | 20.8177 | 483.3495 | 5.7143 | 0 | 10.56 | 64 | 12.96 | 4.8 | 499.6238 | 499.6238 | 267.7983 | 267.7983 | 0.87002 | 1 | 1 | 59.9549 | 59.9549 | 0 | 0 | 1
S2 | Baseline_NoDegradation | C0_Baseline | BASELINE_S2_C0_Baseline | Educational / University building | 1000 | 2 | 10 | Chiller_AHU | 100 | 55 | 4000 | 193 | 192 | 193 | 1 | 193 | 0 | 24 | 1 | 29.2366 | 36.3054 | 78.5746 | 626.1642 | 0.8 | 23 | 1 | 0 | 0 | 150 | 0 | 4.1568 | cooling | 80.2321 | 0 | 80.2321 | 19.3013 | 0.2381 | 0 | 0.44 | 19.9793 | 463.2301 | 5.7143 | 0 | 10.56 | 64 | 12.96 | 4.8 | 479.5044 | 479.5044 | 257.0143 | 257.0143 | 0.87042 | 1 | 1 | 57.5405 | 57.5405 | 0 | 0 | 1
S2 | Baseline_NoDegradation | C0_Baseline | BASELINE_S2_C0_Baseline | Educational / University building | 1000 | 2 | 10 | Chiller_AHU | 100 | 55 | 4000 | 194 | 193 | 194 | 1 | 194 | 0 | 24 | 1 | 29.9462 | 36.8729 | 75.3299 | 602.8323 | 0.8 | 23 | 1 | 0 | 0 | 150 | 0 | 4.0994 | cooling | 81.746 | 0 | 81.746 | 19.9412 | 0.2381 | 0 | 0.44 | 20.6193 | 478.5886 | 5.7143 | 0 | 10.56 | 64 | 12.96 | 4.8 | 494.8629 | 494.8629 | 265.2465 | 265.2465 | 0.8623 | 1 | 1 | 59.3835 | 59.3835 | 0 | 0 | 1
S2 | Baseline_NoDegradation | C0_Baseline | BASELINE_S2_C0_Baseline | Educational / University building | 1000 | 2 | 10 | Chiller_AHU | 100 | 55 | 4000 | 195 | 194 | 195 | 1 | 195 | 0 | 24 | 1 | 29.2115 | 35.7467 | 75.6126 | 572.5014 | 0.8 | 23 | 1 | 0 | 0 | 150 | 0 | 4.1589 | cooling | 76.7033 | 0 | 76.7033 | 18.4433 | 0.2381 | 0 | 0.44 | 19.1214 | 442.6397 | 5.7143 | 0 | 10.56 | 64 | 12.96 | 4.8 | 458.914 | 458.914 | 245.9779 | 245.9779 | 0.80917 | 1 | 1 | 55.0697 | 55.0697 | 0 | 0 | 1
S2 | Baseline_NoDegradation | C0_Baseline | BASELINE_S2_C0_Baseline | Educational / University building | 1000 | 2 | 10 | Chiller_AHU | 100 | 55 | 4000 | 196 | 195 | 196 | 1 | 196 | 0 | 24 | 1 | 29.6698 | 36.0039 | 79.27 | 616.1985 | 0.8 | 23 | 1 | 0 | 0 | 150 | 0 | 4.1217 | cooling | 83.4348 | 0 | 83.4348 | 20.2426 | 0.2381 | 0 | 0.44 | 20.9207 | 485.8225 | 5.7143 | 0 | 10.56 | 64 | 12.96 | 4.8 | 502.0968 | 502.0968 | 269.1239 | 269.1239 | 0.91899 | 1 | 1 | 60.2516 | 60.2516 | 0 | 0 | 1
S2 | Baseline_NoDegradation | C0_Baseline | BASELINE_S2_C0_Baseline | Educational / University building | 1000 | 2 | 10 | Chiller_AHU | 100 | 55 | 4000 | 197 | 196 | 197 | 1 | 197 | 0 | 24 | 1 | 29.6359 | 36.0905 | 75.9431 | 593.9973 | 0.8 | 23 | 1 | 0 | 0 | 150 | 0 | 4.1245 | cooling | 80.0593 | 0 | 80.0593 | 19.4107 | 0.2381 | 0 | 0.44 | 20.0888 | 465.8573 | 5.7143 | 0 | 10.56 | 64 | 12.96 | 4.8 | 482.1316 | 482.1316 | 258.4225 | 258.4225 | 0.84974 | 1 | 1 | 57.8558 | 57.8558 | 0 | 0 | 1
S2 | Baseline_NoDegradation | C0_Baseline | BASELINE_S2_C0_Baseline | Educational / University building | 1000 | 2 | 10 | Chiller_AHU | 100 | 55 | 4000 | 198 | 197 | 198 | 1 | 198 | 0 | 24 | 1 | 29.0213 | 35.3047 | 74.5391 | 572.7722 | 0.8 | 23 | 1 | 0 | 0 | 150 | 0 | 4.1743 | cooling | 74.6216 | 0 | 74.6216 | 17.8766 | 0.2381 | 0 | 0.44 | 18.5546 | 429.0373 | 5.7143 | 0 | 10.56 | 64 | 12.96 | 4.8 | 445.3116 | 445.3116 | 238.687 | 238.687 | 0.77249 | 1 | 1 | 53.4374 | 53.4374 | 0 | 0 | 1
S2 | Baseline_NoDegradation | C0_Baseline | BASELINE_S2_C0_Baseline | Educational / University building | 1000 | 2 | 10 | Chiller_AHU | 100 | 55 | 4000 | 199 | 198 | 199 | 1 | 199 | 0 | 24 | 1 | 29.7481 | 36.2367 | 72.6312 | 595.0294 | 0.8 | 23 | 1 | 0 | 0 | 150 | 0 | 4.1154 | cooling | 78.0443 | 0 | 78.0443 | 18.964 | 0.2381 | 0 | 0.44 | 19.6421 | 455.1352 | 5.7143 | 0 | 10.56 | 64 | 12.96 | 4.8 | 471.4095 | 471.4095 | 252.6755 | 252.6755 | 0.79247 | 1 | 1 | 56.5691 | 56.5691 | 0 | 0 | 1
S2 | Baseline_NoDegradation | C0_Baseline | BASELINE_S2_C0_Baseline | Educational / University building | 1000 | 2 | 10 | Chiller_AHU | 100 | 55 | 4000 | 200 | 199 | 200 | 1 | 200 | 0 | 24 | 1 | 29.918 | 36.6617 | 78.4263 | 597.9477 | 0.8 | 23 | 1 | 0 | 0 | 150 | 0 | 4.1016 | cooling | 83.9928 | 0 | 83.9928 | 20.4778 | 0.2381 | 0 | 0.44 | 21.1559 | 491.468 | 5.7143 | 0 | 10.56 | 64 | 12.96 | 4.8 | 507.7423 | 507.7423 | 272.1498 | 272.1498 | 0.92196 | 1 | 1 | 60.9291 | 60.9291 | 0 | 0 | 1
S2 | Baseline_NoDegradation | C0_Baseline | BASELINE_S2_C0_Baseline | Educational / University building | 1000 | 2 | 10 | Chiller_AHU | 100 | 55 | 4000 | 201 | 200 | 201 | 1 | 201 | 0 | 24 | 1 | 28.9228 | 34.7969 | 77.2304 | 604.423 | 0.8 | 23 | 1 | 0 | 0 | 150 | 0 | 4.1823 | cooling | 76.6415 | 0 | 76.6415 | 18.3254 | 0.2381 | 0 | 0.44 | 19.0035 | 439.8103 | 5.7143 | 0 | 10.56 | 64 | 12.96 | 4.8 | 456.0846 | 456.0846 | 244.4613 | 244.4613 | 0.81844 | 1 | 1 | 54.7301 | 54.7301 | 0 | 0 | 1
S2 | Baseline_NoDegradation | C0_Baseline | BASELINE_S2_C0_Baseline | Educational / University building | 1000 | 2 | 10 | Chiller_AHU | 100 | 55 | 4000 | 202 | 201 | 202 | 1 | 202 | 0 | 24 | 1 | 29.9119 | 36.6466 | 76.44 | 571.6029 | 0.8 | 23 | 1 | 0 | 0 | 150 | 0 | 4.1021 | cooling | 81.7886 | 0 | 81.7886 | 19.9381 | 0.2381 | 0 | 0.44 | 20.6162 | 478.5138 | 5.7143 | 0 | 10.56 | 64 | 12.96 | 4.8 | 494.7881 | 494.7881 | 265.2064 | 265.2064 | 0.88176 | 1 | 1 | 59.3746 | 59.3746 | 0 | 0 | 1
S2 | Baseline_NoDegradation | C0_Baseline | BASELINE_S2_C0_Baseline | Educational / University building | 1000 | 2 | 10 | Chiller_AHU | 100 | 55 | 4000 | 203 | 202 | 203 | 1 | 203 | 0 | 24 | 1 | 29.0293 | 35.3977 | 76.46 | 584.5606 | 0.8 | 23 | 1 | 0 | 0 | 150 | 0 | 4.1736 | cooling | 76.3275 | 0 | 76.3275 | 18.2881 | 0.2381 | 0 | 0.44 | 18.9662 | 438.9139 | 5.7143 | 0 | 10.56 | 64 | 12.96 | 4.8 | 455.1881 | 455.1881 | 243.9808 | 243.9808 | 0.81155 | 1 | 1 | 54.6226 | 54.6226 | 0 | 0 | 1
S2 | Baseline_NoDegradation | C0_Baseline | BASELINE_S2_C0_Baseline | Educational / University building | 1000 | 2 | 10 | Chiller_AHU | 100 | 55 | 4000 | 204 | 203 | 204 | 1 | 204 | 0 | 24 | 1 | 29.2337 | 35.3 | 75.7643 | 601.9607 | 0.8 | 23 | 1 | 0 | 0 | 150 | 0 | 4.1571 | cooling | 77.3755 | 0 | 77.3755 | 18.613 | 0.2381 | 0 | 0.44 | 19.2911 | 446.7118 | 5.7143 | 0 | 10.56 | 64 | 12.96 | 4.8 | 462.9861 | 462.9861 | 248.1605 | 248.1605 | 0.81398 | 1 | 1 | 55.5583 | 55.5583 | 0 | 0 | 1
S2 | Baseline_NoDegradation | C0_Baseline | BASELINE_S2_C0_Baseline | Educational / University building | 1000 | 2 | 10 | Chiller_AHU | 100 | 55 | 4000 | 205 | 204 | 205 | 1 | 205 | 0 | 24 | 1 | 28.8223 | 35.1739 | 77.7195 | 572.538 | 0.8 | 23 | 1 | 0 | 0 | 150 | 0 | 4.1904 | cooling | 75.7378 | 0 | 75.7378 | 18.0742 | 0.2381 | 0 | 0.44 | 18.7523 | 433.7799 | 5.7143 | 0 | 10.56 | 64 | 12.96 | 4.8 | 450.0542 | 450.0542 | 241.229 | 241.229 | 0.82018 | 1 | 1 | 54.0065 | 54.0065 | 0 | 0 | 1
S2 | Baseline_NoDegradation | C0_Baseline | BASELINE_S2_C0_Baseline | Educational / University building | 1000 | 2 | 10 | Chiller_AHU | 100 | 55 | 4000 | 206 | 205 | 206 | 1 | 206 | 0 | 24 | 1 | 28.6966 | 35.5112 | 74.998 | 552.5703 | 0.8 | 23 | 1 | 0 | 0 | 150 | 0 | 4.2006 | cooling | 72.4599 | 0 | 72.4599 | 17.25 | 0.2381 | 0 | 0.44 | 17.9281 | 413.9997 | 5.7143 | 0 | 10.56 | 64 | 12.96 | 4.8 | 430.274 | 430.274 | 230.6269 | 230.6269 | 0.75569 | 1 | 1 | 51.6329 | 51.6329 | 0 | 0 | 1
S2 | Baseline_NoDegradation | C0_Baseline | BASELINE_S2_C0_Baseline | Educational / University building | 1000 | 2 | 10 | Chiller_AHU | 100 | 55 | 4000 | 207 | 206 | 207 | 1 | 207 | 0 | 24 | 1 | 27.9179 | 34.1544 | 77.5294 | 592.1099 | 0.8 | 23 | 1 | 0 | 0 | 150 | 0 | 4.2636 | cooling | 70.1614 | 0 | 70.1614 | 16.4557 | 0.2381 | 0 | 0.44 | 17.1338 | 394.9374 | 5.7143 | 0 | 10.56 | 64 | 12.96 | 4.8 | 411.2116 | 411.2116 | 220.4094 | 220.4094 | 0.74402 | 1 | 1 | 49.3454 | 49.3454 | 0 | 0 | 1
S2 | Baseline_NoDegradation | C0_Baseline | BASELINE_S2_C0_Baseline | Educational / University building | 1000 | 2 | 10 | Chiller_AHU | 100 | 55 | 4000 | 208 | 207 | 208 | 1 | 208 | 0 | 24 | 1 | 29.3654 | 34.506 | 78.4011 | 625.2314 | 0.8 | 23 | 1 | 0 | 0 | 150 | 0 | 4.1464 | cooling | 80.6874 | 0 | 80.6874 | 19.4596 | 0.2381 | 0 | 0.44 | 20.1377 | 467.0312 | 5.7143 | 0 | 10.56 | 64 | 12.96 | 4.8 | 483.3055 | 483.3055 | 259.0517 | 259.0517 | 0.87726 | 1 | 1 | 57.9967 | 57.9967 | 0 | 0 | 1
S2 | Baseline_NoDegradation | C0_Baseline | BASELINE_S2_C0_Baseline | Educational / University building | 1000 | 2 | 10 | Chiller_AHU | 100 | 55 | 4000 | 209 | 208 | 209 | 1 | 209 | 0 | 24 | 1 | 28.1018 | 34.1441 | 76.2415 | 575.6382 | 0.8 | 23 | 1 | 0 | 0 | 150 | 0 | 4.2488 | cooling | 70.0292 | 0 | 70.0292 | 16.4823 | 0.2381 | 0 | 0.44 | 17.1604 | 395.5748 | 5.7143 | 0 | 10.56 | 64 | 12.96 | 4.8 | 411.849 | 411.849 | 220.7511 | 220.7511 | 0.73297 | 1 | 1 | 49.4219 | 49.4219 | 0 | 0 | 1
S2 | Baseline_NoDegradation | C0_Baseline | BASELINE_S2_C0_Baseline | Educational / University building | 1000 | 2 | 10 | Chiller_AHU | 100 | 55 | 4000 | 210 | 209 | 210 | 1 | 210 | 0 | 24 | 1 | 28.4077 | 35.1572 | 81.5562 | 586.3108 | 0.8 | 23 | 1 | 0 | 0 | 150 | 0 | 4.224 | cooling | 76.1467 | 0 | 76.1467 | 18.0273 | 0.2381 | 0 | 0.44 | 18.7054 | 432.6543 | 5.7143 | 0 | 10.56 | 64 | 12.96 | 4.8 | 448.9286 | 448.9286 | 240.6257 | 240.6257 | 0.86374 | 1 | 1 | 53.8714 | 53.8714 | 0 | 0 | 1
S2 | Baseline_NoDegradation | C0_Baseline | BASELINE_S2_C0_Baseline | Educational / University building | 1000 | 2 | 10 | Chiller_AHU | 100 | 55 | 4000 | 211 | 210 | 211 | 1 | 211 | 0 | 24 | 1 | 29.4265 | 35.603 | 81.5192 | 590.65 | 0.8 | 23 | 1 | 0 | 0 | 150 | 0 | 4.1415 | cooling | 82.9283 | 0 | 82.9283 | 20.024 | 0.2381 | 0 | 0.44 | 20.7021 | 480.5752 | 5.7143 | 0 | 10.56 | 64 | 12.96 | 4.8 | 496.8495 | 496.8495 | 266.3113 | 266.3113 | 0.9445 | 1 | 1 | 59.6219 | 59.6219 | 0 | 0 | 1
S2 | Baseline_NoDegradation | C0_Baseline | BASELINE_S2_C0_Baseline | Educational / University building | 1000 | 2 | 10 | Chiller_AHU | 100 | 55 | 4000 | 212 | 211 | 212 | 1 | 212 | 0 | 24 | 1 | 28.4405 | 34.7325 | 84.4961 | 609.0102 | 0.8 | 23 | 1 | 0 | 0 | 150 | 0 | 4.2213 | cooling | 78.9688 | 0 | 78.9688 | 18.7072 | 0.2381 | 0 | 0.44 | 19.3853 | 448.9718 | 5.7143 | 0 | 10.56 | 64 | 12.96 | 4.8 | 465.2461 | 465.2461 | 249.3719 | 249.3719 | 0.92516 | 1 | 1 | 55.8295 | 55.8295 | 0 | 0 | 1
S2 | Baseline_NoDegradation | C0_Baseline | BASELINE_S2_C0_Baseline | Educational / University building | 1000 | 2 | 10 | Chiller_AHU | 100 | 55 | 4000 | 213 | 212 | 213 | 1 | 213 | 0 | 24 | 1 | 27.9204 | 34.437 | 77.5373 | 581.64 | 0.8 | 23 | 1 | 0 | 0 | 150 | 0 | 4.2635 | cooling | 69.8656 | 0 | 69.8656 | 16.3871 | 0.2381 | 0 | 0.44 | 17.0652 | 393.2907 | 5.7143 | 0 | 10.56 | 64 | 12.96 | 4.8 | 409.565 | 409.565 | 219.5268 | 219.5268 | 0.74438 | 1 | 1 | 49.1478 | 49.1478 | 0 | 0 | 1
S2 | Baseline_NoDegradation | C0_Baseline | BASELINE_S2_C0_Baseline | Educational / University building | 1000 | 2 | 10 | Chiller_AHU | 100 | 55 | 4000 | 214 | 213 | 214 | 1 | 214 | 0 | 24 | 1 | 28.6253 | 34.7496 | 78.9369 | 591.1473 | 0.8 | 23 | 1 | 0 | 0 | 150 | 0 | 4.2064 | cooling | 75.5526 | 0 | 75.5526 | 17.9615 | 0.2381 | 0 | 0.44 | 18.6396 | 431.0772 | 5.7143 | 0 | 10.56 | 64 | 12.96 | 4.8 | 447.3515 | 447.3515 | 239.7804 | 239.7804 | 0.82876 | 1 | 1 | 53.6822 | 53.6822 | 0 | 0 | 1
S2 | Baseline_NoDegradation | C0_Baseline | BASELINE_S2_C0_Baseline | Educational / University building | 1000 | 2 | 10 | Chiller_AHU | 100 | 55 | 4000 | 215 | 214 | 215 | 1 | 215 | 0 | 24 | 1 | 28.2343 | 34.4986 | 74.6205 | 603.6139 | 0.8 | 23 | 1 | 0 | 0 | 150 | 0 | 4.238 | cooling | 69.9995 | 0 | 69.9995 | 16.517 | 0.2381 | 0 | 0.44 | 17.1951 | 396.4085 | 5.7143 | 0 | 10.56 | 64 | 12.96 | 4.8 | 412.6827 | 412.6827 | 221.198 | 221.198 | 0.71116 | 1 | 1 | 49.5219 | 49.5219 | 0 | 0 | 1
S2 | Baseline_NoDegradation | C0_Baseline | BASELINE_S2_C0_Baseline | Educational / University building | 1000 | 2 | 10 | Chiller_AHU | 100 | 55 | 4000 | 216 | 215 | 216 | 1 | 216 | 0 | 24 | 1 | 27.4681 | 32.9677 | 78.4884 | 591.3591 | 0.8 | 23 | 1 | 0 | 0 | 150 | 0 | 4.3001 | cooling | 67.8087 | 0 | 67.8087 | 15.7691 | 0.2381 | 0 | 0.44 | 16.4472 | 378.4594 | 5.7143 | 0 | 10.56 | 64 | 12.96 | 4.8 | 394.7337 | 394.7337 | 211.5773 | 211.5773 | 0.72721 | 1 | 1 | 47.368 | 47.368 | 0 | 0 | 1
S2 | Baseline_NoDegradation | C0_Baseline | BASELINE_S2_C0_Baseline | Educational / University building | 1000 | 2 | 10 | Chiller_AHU | 100 | 55 | 4000 | 217 | 216 | 217 | 1 | 217 | 0 | 24 | 1 | 27.5035 | 33.8943 | 76.0276 | 580.9198 | 0.8 | 23 | 1 | 0 | 0 | 150 | 0 | 4.2972 | cooling | 66.0661 | 0 | 66.0661 | 15.3742 | 0.2381 | 0 | 0.44 | 16.0522 | 368.9797 | 5.7143 | 0 | 10.56 | 64 | 12.96 | 4.8 | 385.254 | 385.254 | 206.4961 | 206.4961 | 0.68083 | 1 | 1 | 46.2305 | 46.2305 | 0 | 0 | 1
S2 | Baseline_NoDegradation | C0_Baseline | BASELINE_S2_C0_Baseline | Educational / University building | 1000 | 2 | 10 | Chiller_AHU | 100 | 55 | 4000 | 218 | 217 | 218 | 1 | 218 | 0 | 24 | 1 | 27.4471 | 33.4684 | 79.3723 | 568.2624 | 0.8 | 23 | 1 | 0 | 0 | 150 | 0 | 4.3018 | cooling | 67.8441 | 0 | 67.8441 | 15.7712 | 0.2381 | 0 | 0.44 | 16.4492 | 378.5076 | 5.7143 | 0 | 10.56 | 64 | 12.96 | 4.8 | 394.7819 | 394.7819 | 211.6031 | 211.6031 | 0.74321 | 1 | 1 | 47.3738 | 47.3738 | 0 | 0 | 1
S2 | Baseline_NoDegradation | C0_Baseline | BASELINE_S2_C0_Baseline | Educational / University building | 1000 | 2 | 10 | Chiller_AHU | 100 | 55 | 4000 | 219 | 218 | 219 | 1 | 219 | 0 | 24 | 1 | 27.9891 | 34.0355 | 75.1292 | 548.5923 | 0.8 | 23 | 1 | 0 | 0 | 150 | 0 | 4.2579 | cooling | 67.7988 | 0 | 67.7988 | 15.9231 | 0.2381 | 0 | 0.44 | 16.6012 | 382.155 | 5.7143 | 0 | 10.56 | 64 | 12.96 | 4.8 | 398.4293 | 398.4293 | 213.5581 | 213.5581 | 0.70171 | 1 | 1 | 47.8115 | 47.8115 | 0 | 0 | 1
S2 | Baseline_NoDegradation | C0_Baseline | BASELINE_S2_C0_Baseline | Educational / University building | 1000 | 2 | 10 | Chiller_AHU | 100 | 55 | 4000 | 220 | 219 | 220 | 1 | 220 | 0 | 24 | 1 | 27.5064 | 33.4201 | 78.8007 | 586.5307 | 0.8 | 23 | 1 | 0 | 0 | 150 | 0 | 4.297 | cooling | 68.075 | 0 | 68.075 | 15.8425 | 0.2381 | 0 | 0.44 | 16.5206 | 380.2206 | 5.7143 | 0 | 10.56 | 64 | 12.96 | 4.8 | 396.4948 | 396.4948 | 212.5212 | 212.5212 | 0.73653 | 1 | 1 | 47.5794 | 47.5794 | 0 | 0 | 1
S2 | Baseline_NoDegradation | C0_Baseline | BASELINE_S2_C0_Baseline | Educational / University building | 1000 | 2 | 10 | Chiller_AHU | 100 | 55 | 4000 | 221 | 220 | 221 | 1 | 221 | 0 | 24 | 1 | 27.5092 | 33.871 | 76.8756 | 562.9597 | 0.8 | 23 | 1 | 0 | 0 | 150 | 0 | 4.2968 | cooling | 66.2817 | 0 | 66.2817 | 15.426 | 0.2381 | 0 | 0.44 | 16.1041 | 370.2234 | 5.7143 | 0 | 10.56 | 64 | 12.96 | 4.8 | 386.4977 | 386.4977 | 207.1628 | 207.1628 | 0.69825 | 1 | 1 | 46.3797 | 46.3797 | 0 | 0 | 1
S2 | Baseline_NoDegradation | C0_Baseline | BASELINE_S2_C0_Baseline | Educational / University building | 1000 | 2 | 10 | Chiller_AHU | 100 | 55 | 4000 | 222 | 221 | 222 | 1 | 222 | 0 | 24 | 1 | 26.7318 | 32.8105 | 81.6738 | 577.0635 | 0.8 | 23 | 1 | 0 | 0 | 150 | 0 | 4.3597 | cooling | 64.961 | 0 | 64.961 | 14.9003 | 0.2381 | 0 | 0.44 | 15.5784 | 357.6065 | 5.7143 | 0 | 10.56 | 64 | 12.96 | 4.8 | 373.8808 | 373.8808 | 200.4001 | 200.4001 | 0.73202 | 1 | 1 | 44.8657 | 44.8657 | 0 | 0 | 1
S2 | Baseline_NoDegradation | C0_Baseline | BASELINE_S2_C0_Baseline | Educational / University building | 1000 | 2 | 10 | Chiller_AHU | 100 | 55 | 4000 | 223 | 222 | 223 | 1 | 223 | 0 | 24 | 1 | 25.908 | 31.1696 | 77.5998 | 573.8094 | 0.8 | 23 | 1 | 0 | 0 | 150 | 0 | 4.4265 | cooling | 57.107 | 0 | 57.107 | 12.9013 | 0.2381 | 0 | 0.44 | 13.5794 | 309.6312 | 5.7143 | 0 | 10.56 | 64 | 12.96 | 4.8 | 325.9055 | 325.9055 | 174.6853 | 174.6853 | 0.58464 | 1 | 1 | 39.1087 | 39.1087 | 0 | 0 | 1
S2 | Baseline_NoDegradation | C0_Baseline | BASELINE_S2_C0_Baseline | Educational / University building | 1000 | 2 | 10 | Chiller_AHU | 100 | 55 | 4000 | 224 | 223 | 224 | 1 | 224 | 0 | 24 | 1 | 26.8334 | 32.7717 | 78.72 | 605.2071 | 0.8 | 23 | 1 | 0 | 0 | 150 | 0 | 4.3515 | cooling | 64.0136 | 0 | 64.0136 | 14.7107 | 0.2381 | 0 | 0.44 | 15.3888 | 353.0567 | 5.7143 | 0 | 10.56 | 64 | 12.96 | 4.8 | 369.331 | 369.331 | 197.9614 | 197.9614 | 0.68107 | 1 | 1 | 44.3197 | 44.3197 | 0 | 0 | 1
S2 | Baseline_NoDegradation | C0_Baseline | BASELINE_S2_C0_Baseline | Educational / University building | 1000 | 2 | 10 | Chiller_AHU | 100 | 55 | 4000 | 225 | 224 | 225 | 1 | 225 | 0 | 24 | 1 | 26.5766 | 32.1341 | 80.3747 | 552.7465 | 0.8 | 23 | 1 | 0 | 0 | 150 | 0 | 4.3723 | cooling | 62.5943 | 0 | 62.5943 | 14.3161 | 0.2381 | 0 | 0.44 | 14.9942 | 343.587 | 5.7143 | 0 | 10.56 | 64 | 12.96 | 4.8 | 359.8613 | 359.8613 | 192.8857 | 192.8857 | 0.69362 | 1 | 1 | 43.1834 | 43.1834 | 0 | 0 | 1
S2 | Baseline_NoDegradation | C0_Baseline | BASELINE_S2_C0_Baseline | Educational / University building | 1000 | 2 | 10 | Chiller_AHU | 100 | 55 | 4000 | 226 | 225 | 226 | 1 | 226 | 0 | 24 | 1 | 26.9849 | 32.9076 | 79.1912 | 614.4465 | 0.8 | 23 | 1 | 0 | 0 | 150 | 0 | 4.3392 | cooling | 65.3695 | 0 | 65.3695 | 15.0648 | 0.2381 | 0 | 0.44 | 15.7429 | 361.5549 | 5.7143 | 0 | 10.56 | 64 | 12.96 | 4.8 | 377.8291 | 377.8291 | 202.5164 | 202.5164 | 0.70262 | 1 | 1 | 45.3395 | 45.3395 | 0 | 0 | 1
S2 | Baseline_NoDegradation | C0_Baseline | BASELINE_S2_C0_Baseline | Educational / University building | 1000 | 2 | 10 | Chiller_AHU | 100 | 55 | 4000 | 227 | 226 | 227 | 1 | 227 | 0 | 24 | 1 | 26.3528 | 33.0376 | 79.1001 | 556.3451 | 0.8 | 23 | 1 | 0 | 0 | 150 | 0 | 4.3904 | cooling | 60.3604 | 0 | 60.3604 | 13.7482 | 0.2381 | 0 | 0.44 | 14.4263 | 329.9571 | 5.7143 | 0 | 10.56 | 64 | 12.96 | 4.8 | 346.2314 | 346.2314 | 185.58 | 185.58 | 0.65023 | 1 | 1 | 41.5478 | 41.5478 | 0 | 0 | 1
S2 | Baseline_NoDegradation | C0_Baseline | BASELINE_S2_C0_Baseline | Educational / University building | 1000 | 2 | 10 | Chiller_AHU | 100 | 55 | 4000 | 228 | 227 | 228 | 1 | 228 | 0 | 24 | 1 | 26.5713 | 31.9801 | 78.108 | 589.0133 | 0.8 | 23 | 1 | 0 | 0 | 150 | 0 | 4.3727 | cooling | 61.5677 | 0 | 61.5677 | 14.0799 | 0.2381 | 0 | 0.44 | 14.758 | 337.9182 | 5.7143 | 0 | 10.56 | 64 | 12.96 | 4.8 | 354.1925 | 354.1925 | 189.8472 | 189.8472 | 0.64786 | 1 | 1 | 42.5031 | 42.5031 | 0 | 0 | 1
S2 | Baseline_NoDegradation | C0_Baseline | BASELINE_S2_C0_Baseline | Educational / University building | 1000 | 2 | 10 | Chiller_AHU | 100 | 55 | 4000 | 229 | 228 | 229 | 1 | 229 | 0 | 24 | 1 | 26.685 | 32.2539 | 81.6425 | 603.393 | 0.8 | 23 | 1 | 0 | 0 | 150 | 0 | 4.3635 | cooling | 64.8612 | 0 | 64.8612 | 14.8644 | 0.2381 | 0 | 0.44 | 15.5425 | 356.746 | 5.7143 | 0 | 10.56 | 64 | 12.96 | 4.8 | 373.0203 | 373.0203 | 199.9389 | 199.9389 | 0.72765 | 1 | 1 | 44.7624 | 44.7624 | 0 | 0 | 1
S2 | Baseline_NoDegradation | C0_Baseline | BASELINE_S2_C0_Baseline | Educational / University building | 1000 | 2 | 10 | Chiller_AHU | 100 | 55 | 4000 | 230 | 229 | 230 | 1 | 230 | 0 | 24 | 1 | 26.9947 | 33.0026 | 82.4465 | 541.7799 | 0.8 | 23 | 1 | 0 | 0 | 150 | 0 | 4.3384 | cooling | 66.2845 | 0 | 66.2845 | 15.2785 | 0.2381 | 0 | 0.44 | 15.9566 | 366.6832 | 5.7143 | 0 | 10.56 | 64 | 12.96 | 4.8 | 382.9575 | 382.9575 | 205.2652 | 205.2652 | 0.76851 | 1 | 1 | 45.9549 | 45.9549 | 0 | 0 | 1
S2 | Baseline_NoDegradation | C0_Baseline | BASELINE_S2_C0_Baseline | Educational / University building | 1000 | 2 | 10 | Chiller_AHU | 100 | 55 | 4000 | 231 | 230 | 231 | 1 | 231 | 0 | 24 | 1 | 25.9856 | 31.4129 | 80.0056 | 567.103 | 0.8 | 23 | 1 | 0 | 0 | 150 | 0 | 4.4202 | cooling | 58.7333 | 0 | 58.7333 | 13.2876 | 0.2381 | 0 | 0.44 | 13.9657 | 318.9019 | 5.7143 | 0 | 10.56 | 64 | 12.96 | 4.8 | 335.1762 | 335.1762 | 179.6544 | 179.6544 | 0.63896 | 1 | 1 | 40.2211 | 40.2211 | 0 | 0 | 1
S2 | Baseline_NoDegradation | C0_Baseline | BASELINE_S2_C0_Baseline | Educational / University building | 1000 | 2 | 10 | Chiller_AHU | 100 | 55 | 4000 | 232 | 231 | 232 | 1 | 232 | 0 | 24 | 1 | 25.9281 | 32.4328 | 79.4708 | 585.927 | 0.8 | 23 | 1 | 0 | 0 | 150 | 0 | 4.4248 | cooling | 58.3184 | 0 | 58.3184 | 13.1798 | 0.2381 | 0 | 0.44 | 13.8579 | 316.3155 | 5.7143 | 0 | 10.56 | 64 | 12.96 | 4.8 | 332.5898 | 332.5898 | 178.2681 | 178.2681 | 0.62366 | 1 | 1 | 39.9108 | 39.9108 | 0 | 0 | 1
S2 | Baseline_NoDegradation | C0_Baseline | BASELINE_S2_C0_Baseline | Educational / University building | 1000 | 2 | 10 | Chiller_AHU | 100 | 55 | 4000 | 233 | 232 | 233 | 1 | 233 | 0 | 24 | 1 | 25.7603 | 31.52 | 79.861 | 585.7199 | 0.8 | 23 | 1 | 0 | 0 | 150 | 0 | 4.4384 | cooling | 57.4982 | 0 | 57.4982 | 12.9547 | 0.2381 | 0 | 0.44 | 13.6328 | 310.9121 | 5.7143 | 0 | 10.56 | 64 | 12.96 | 4.8 | 327.1864 | 327.1864 | 175.3719 | 175.3719 | 0.61805 | 1 | 1 | 39.2624 | 39.2624 | 0 | 0 | 1
S2 | Baseline_NoDegradation | C0_Baseline | BASELINE_S2_C0_Baseline | Educational / University building | 1000 | 2 | 10 | Chiller_AHU | 100 | 55 | 4000 | 234 | 233 | 234 | 1 | 234 | 0 | 24 | 1 | 26.3231 | 32.6888 | 80.5026 | 587.6299 | 0.8 | 23 | 1 | 0 | 0 | 150 | 0 | 4.3928 | cooling | 61.3722 | 0 | 61.3722 | 13.971 | 0.2381 | 0 | 0.44 | 14.6491 | 335.3039 | 5.7143 | 0 | 10.56 | 64 | 12.96 | 4.8 | 351.5782 | 351.5782 | 188.4459 | 188.4459 | 0.6759 | 1 | 1 | 42.1894 | 42.1894 | 0 | 0 | 1
S2 | Baseline_NoDegradation | C0_Baseline | BASELINE_S2_C0_Baseline | Educational / University building | 1000 | 2 | 10 | Chiller_AHU | 100 | 55 | 4000 | 235 | 234 | 235 | 1 | 235 | 0 | 24 | 1 | 25.0277 | 30.6764 | 81.7938 | 592.2271 | 0.8 | 23 | 1 | 0 | 0 | 150 | 0 | 4.4978 | cooling | 54.2423 | 0 | 54.2423 | 12.0599 | 0.2381 | 0 | 0.44 | 12.7379 | 289.4365 | 5.7143 | 0 | 10.56 | 64 | 12.96 | 4.8 | 305.7108 | 305.7108 | 163.861 | 163.861 | 0.5981 | 1 | 1 | 36.6853 | 36.6853 | 0 | 0 | 1
S2 | Baseline_NoDegradation | C0_Baseline | BASELINE_S2_C0_Baseline | Educational / University building | 1000 | 2 | 10 | Chiller_AHU | 100 | 55 | 4000 | 236 | 235 | 236 | 1 | 236 | 0 | 24 | 1 | 25.5705 | 31.5858 | 80.9203 | 597.9659 | 0.8 | 23 | 1 | 0 | 0 | 150 | 0 | 4.4538 | cooling | 57.0829 | 0 | 57.0829 | 12.8167 | 0.2381 | 0 | 0.44 | 13.4948 | 307.6009 | 5.7143 | 0 | 10.56 | 64 | 12.96 | 4.8 | 323.8751 | 323.8751 | 173.5971 | 173.5971 | 0.62404 | 1 | 1 | 38.865 | 38.865 | 0 | 0 | 1
S2 | Baseline_NoDegradation | C0_Baseline | BASELINE_S2_C0_Baseline | Educational / University building | 1000 | 2 | 10 | Chiller_AHU | 100 | 55 | 4000 | 237 | 236 | 237 | 1 | 237 | 0 | 24 | 1 | 25.4697 | 30.9649 | 80.6316 | 514.3834 | 0.8 | 23 | 1 | 0 | 0 | 150 | 0 | 4.462 | cooling | 54.8599 | 0 | 54.8599 | 12.295 | 0.2381 | 0 | 0.44 | 12.9731 | 295.0809 | 5.7143 | 0 | 10.56 | 64 | 12.96 | 4.8 | 311.3551 | 311.3551 | 166.8864 | 166.8864 | 0.61021 | 1 | 1 | 37.3626 | 37.3626 | 0 | 0 | 1
S2 | Baseline_NoDegradation | C0_Baseline | BASELINE_S2_C0_Baseline | Educational / University building | 1000 | 2 | 10 | Chiller_AHU | 100 | 55 | 4000 | 238 | 237 | 238 | 1 | 238 | 0 | 24 | 1 | 25.3756 | 29.5303 | 76.5296 | 581.0497 | 0.8 | 23 | 1 | 0 | 0 | 150 | 0 | 4.4696 | cooling | 52.8306 | 0 | 52.8306 | 11.8201 | 0.2381 | 0 | 0.44 | 12.4982 | 283.6814 | 5.7143 | 0 | 10.56 | 64 | 12.96 | 4.8 | 299.9557 | 299.9557 | 160.7762 | 160.7762 | 0.52064 | 1 | 1 | 35.9947 | 35.9947 | 0 | 0 | 1
S2 | Baseline_NoDegradation | C0_Baseline | BASELINE_S2_C0_Baseline | Educational / University building | 1000 | 2 | 10 | Chiller_AHU | 100 | 55 | 4000 | 239 | 238 | 239 | 1 | 239 | 0 | 24 | 1 | 25.2811 | 30.4065 | 78.5645 | 598.4277 | 0.8 | 23 | 1 | 0 | 0 | 150 | 0 | 4.4772 | cooling | 53.751 | 0 | 53.751 | 12.0054 | 0.2381 | 0 | 0.44 | 12.6835 | 288.13 | 5.7143 | 0 | 10.56 | 64 | 12.96 | 4.8 | 304.4043 | 304.4043 | 163.1607 | 163.1607 | 0.55378 | 1 | 1 | 36.5285 | 36.5285 | 0 | 0 | 1
S2 | Baseline_NoDegradation | C0_Baseline | BASELINE_S2_C0_Baseline | Educational / University building | 1000 | 2 | 10 | Chiller_AHU | 100 | 55 | 4000 | 240 | 239 | 240 | 1 | 240 | 0 | 24 | 1 | 24.6574 | 31.1211 | 79.9927 | 578.1638 | 0.8 | 23 | 1 | 0 | 0 | 150 | 0 | 4.5 | cooling | 50.493 | 0 | 50.493 | 11.2207 | 0.2381 | 0 | 0.44 | 11.8988 | 269.2959 | 5.7143 | 0 | 10.56 | 64 | 12.96 | 4.8 | 285.5702 | 285.5702 | 153.0656 | 153.0656 | 0.53244 | 1 | 1 | 34.2684 | 34.2684 | 0 | 0 | 1
S2 | Baseline_NoDegradation | C0_Baseline | BASELINE_S2_C0_Baseline | Educational / University building | 1000 | 2 | 10 | Chiller_AHU | 100 | 55 | 4000 | 241 | 240 | 241 | 1 | 241 | 0 | 24 | 1 | 25.5639 | 31.1588 | 77.9952 | 566.7784 | 0.8 | 23 | 1 | 0 | 0 | 150 | 0 | 4.4543 | cooling | 54.4977 | 0 | 54.4977 | 12.2348 | 0.2381 | 0 | 0.44 | 12.9129 | 293.6344 | 5.7143 | 0 | 10.56 | 64 | 12.96 | 4.8 | 309.9087 | 309.9087 | 166.1111 | 166.1111 | 0.56501 | 1 | 1 | 37.189 | 37.189 | 0 | 0 | 1
S2 | Baseline_NoDegradation | C0_Baseline | BASELINE_S2_C0_Baseline | Educational / University building | 1000 | 2 | 10 | Chiller_AHU | 100 | 55 | 4000 | 242 | 241 | 242 | 1 | 242 | 0 | 24 | 1 | 24.5927 | 29.5652 | 79.4871 | 553.0827 | 0.8 | 23 | 1 | 0 | 0 | 150 | 0 | 4.5 | cooling | 49.3207 | 0 | 49.3207 | 10.9601 | 0.2381 | 0 | 0.44 | 11.6382 | 263.0436 | 5.7143 | 0 | 10.56 | 64 | 12.96 | 4.8 | 279.3179 | 279.3179 | 149.7144 | 149.7144 | 0.51716 | 1 | 1 | 33.5181 | 33.5181 | 0 | 0 | 1
S2 | Baseline_NoDegradation | C0_Baseline | BASELINE_S2_C0_Baseline | Educational / University building | 1000 | 2 | 10 | Chiller_AHU | 100 | 55 | 4000 | 243 | 242 | 243 | 1 | 243 | 0 | 24 | 1 | 24.9269 | 30.4348 | 79.4276 | 564.7405 | 0.8 | 23 | 1 | 0 | 0 | 150 | 0 | 4.5 | cooling | 51.4247 | 0 | 51.4247 | 11.4277 | 0.2381 | 0 | 0.44 | 12.1058 | 274.2653 | 5.7143 | 0 | 10.56 | 64 | 12.96 | 4.8 | 290.5396 | 290.5396 | 155.7292 | 155.7292 | 0.5427 | 1 | 1 | 34.8648 | 34.8648 | 0 | 0 | 1
S2 | Baseline_NoDegradation | C0_Baseline | BASELINE_S2_C0_Baseline | Educational / University building | 1000 | 2 | 10 | Chiller_AHU | 100 | 55 | 4000 | 244 | 243 | 244 | 1 | 244 | 0 | 24 | 1 | 24.4295 | 30.1459 | 77.9838 | 544.9538 | 0.8 | 23 | 1 | 0 | 0 | 150 | 0 | 4.5 | cooling | 47.2771 | 0 | 47.2771 | 10.506 | 0.2381 | 0 | 0.44 | 11.1841 | 252.1443 | 5.7143 | 0 | 10.56 | 64 | 12.96 | 4.8 | 268.4186 | 268.4186 | 143.8724 | 143.8724 | 0.47404 | 1 | 1 | 32.2102 | 32.2102 | 0 | 0 | 1
S2 | Baseline_NoDegradation | C0_Baseline | BASELINE_S2_C0_Baseline | Educational / University building | 1000 | 2 | 10 | Chiller_AHU | 100 | 55 | 4000 | 245 | 244 | 245 | 1 | 245 | 0 | 24 | 1 | 24.7228 | 30.0029 | 77.1351 | 573.5672 | 0.8 | 23 | 1 | 0 | 0 | 150 | 0 | 4.5 | cooling | 48.916 | 0 | 48.916 | 10.8702 | 0.2381 | 0 | 0.44 | 11.5483 | 260.8853 | 5.7143 | 0 | 10.56 | 64 | 12.96 | 4.8 | 277.1595 | 277.1595 | 148.5575 | 148.5575 | 0.48052 | 1 | 1 | 33.2591 | 33.2591 | 0 | 0 | 1
S2 | Baseline_NoDegradation | C0_Baseline | BASELINE_S2_C0_Baseline | Educational / University building | 1000 | 2 | 10 | Chiller_AHU | 100 | 55 | 4000 | 246 | 245 | 246 | 1 | 246 | 0 | 24 | 1 | 24.2538 | 29.0618 | 80.4088 | 578.2922 | 0.25 | 23 | 1 | 0 | 0 | 150 | 0 | 4.5 | cooling | 33.3059 | 0 | 33.3059 | 7.4013 | 0.2381 | 0 | 0.1925 | 7.8319 | 177.6313 | 5.7143 | 0 | 4.62 | 20 | 6.525 | 1.5 | 187.9655 | 187.9655 | 100.7495 | 100.7495 | 0.50848 | 0 | 0 | 22.5559 | 22.5559 | 0 | 0 | 1
S2 | Baseline_NoDegradation | C0_Baseline | BASELINE_S2_C0_Baseline | Educational / University building | 1000 | 2 | 10 | Chiller_AHU | 100 | 55 | 4000 | 247 | 246 | 247 | 1 | 247 | 0 | 24 | 1 | 24.0602 | 29.7085 | 77.118 | 569.0751 | 0.25 | 23 | 1 | 0 | 0 | 150 | 0 | 4.5 | cooling | 30.7856 | 0 | 30.7856 | 6.8413 | 0.2381 | 0 | 0.1925 | 7.2718 | 164.1901 | 5.7143 | 0 | 4.62 | 20 | 6.525 | 1.5 | 174.5244 | 174.5244 | 93.5451 | 93.5451 | 0.42718 | 0 | 0 | 20.9429 | 20.9429 | 0 | 0 | 1
S2 | Baseline_NoDegradation | C0_Baseline | BASELINE_S2_C0_Baseline | Educational / University building | 1000 | 2 | 10 | Chiller_AHU | 100 | 55 | 4000 | 248 | 247 | 248 | 1 | 248 | 0 | 24 | 1 | 23.5719 | 28.7493 | 81.64 | 590.8978 | 0.25 | 23 | 1 | 0 | 0 | 150 | 0 | 4.5 | cooling | 30.2437 | 0 | 30.2437 | 6.7208 | 0.2381 | 0 | 0.1925 | 7.1514 | 161.2997 | 5.7143 | 0 | 4.62 | 20 | 6.525 | 1.5 | 171.6339 | 171.6339 | 91.9958 | 91.9958 | 0.47855 | 0 | 0 | 20.5961 | 20.5961 | 0 | 0 | 1
S2 | Baseline_NoDegradation | C0_Baseline | BASELINE_S2_C0_Baseline | Educational / University building | 1000 | 2 | 10 | Chiller_AHU | 100 | 55 | 4000 | 249 | 248 | 249 | 1 | 249 | 0 | 24 | 1 | 24.4699 | 30.3413 | 79.6472 | 567.209 | 0.25 | 23 | 1 | 0 | 0 | 150 | 0 | 4.5 | cooling | 33.8348 | 0 | 33.8348 | 7.5188 | 0.2381 | 0 | 0.1925 | 7.9494 | 180.4522 | 5.7143 | 0 | 4.62 | 20 | 6.525 | 1.5 | 190.7864 | 190.7864 | 102.2615 | 102.2615 | 0.51054 | 0 | 0 | 22.8944 | 22.8944 | 0 | 0 | 1
S2 | Baseline_NoDegradation | C0_Baseline | BASELINE_S2_C0_Baseline | Educational / University building | 1000 | 2 | 10 | Chiller_AHU | 100 | 55 | 4000 | 250 | 249 | 250 | 1 | 250 | 0 | 24 | 1 | 23.8051 | 29.1739 | 80.0917 | 575.4564 | 0.25 | 23 | 1 | 0 | 0 | 150 | 0 | 4.5 | cooling | 30.5514 | 0 | 30.5514 | 6.7892 | 0.2381 | 0 | 0.1925 | 7.2198 | 162.9406 | 5.7143 | 0 | 4.62 | 20 | 6.525 | 1.5 | 173.2749 | 173.2749 | 92.8753 | 92.8753 | 0.46624 | 0 | 0 | 20.793 | 20.793 | 0 | 0 | 1
S2 | Baseline_NoDegradation | C0_Baseline | BASELINE_S2_C0_Baseline | Educational / University building | 1000 | 2 | 10 | Chiller_AHU | 100 | 55 | 4000 | 251 | 250 | 251 | 1 | 251 | 0 | 24 | 1 | 23.2404 | 28.2437 | 78.9603 | 570.4709 | 0.25 | 23 | 1 | 0 | 0 | 150 | 0 | 4.5 | cooling | 27.0307 | 0 | 27.0307 | 6.0068 | 0.2381 | 0 | 0.1925 | 6.4374 | 144.1639 | 5.7143 | 0 | 4.62 | 20 | 6.525 | 1.5 | 154.4982 | 154.4982 | 82.811 | 82.811 | 0.39844 | 0 | 0 | 18.5398 | 18.5398 | 0 | 0 | 1
S2 | Baseline_NoDegradation | C0_Baseline | BASELINE_S2_C0_Baseline | Educational / University building | 1000 | 2 | 10 | Chiller_AHU | 100 | 55 | 4000 | 252 | 251 | 252 | 1 | 252 | 0 | 24 | 1 | 23.1194 | 28.5251 | 81.0841 | 549.0917 | 0.25 | 23 | 1 | 0 | 0 | 150 | 0 | 4.5 | cooling | 26.7874 | 0 | 26.7874 | 5.9527 | 0.2381 | 0 | 0.1925 | 6.3833 | 142.8659 | 5.7143 | 0 | 4.62 | 20 | 6.525 | 1.5 | 153.2002 | 153.2002 | 82.1153 | 82.1153 | 0.43123 | 0 | 0 | 18.384 | 18.384 | 0 | 0 | 1
S2 | Baseline_NoDegradation | C0_Baseline | BASELINE_S2_C0_Baseline | Educational / University building | 1000 | 2 | 10 | Chiller_AHU | 100 | 55 | 4000 | 253 | 252 | 253 | 1 | 253 | 0 | 24 | 1 | 23.3434 | 28.7391 | 77.2246 | 584.2152 | 0.25 | 23 | 1 | 0 | 0 | 150 | 0 | 4.5 | cooling | 27.035 | 0 | 27.035 | 6.0078 | 0.2381 | 0 | 0.1925 | 6.4384 | 144.1865 | 5.7143 | 0 | 4.62 | 20 | 6.525 | 1.5 | 154.5208 | 154.5208 | 82.8231 | 82.8231 | 0.37196 | 0 | 0 | 18.5425 | 18.5425 | 0 | 0 | 1
S2 | Baseline_NoDegradation | C0_Baseline | BASELINE_S2_C0_Baseline | Educational / University building | 1000 | 2 | 10 | Chiller_AHU | 100 | 55 | 4000 | 254 | 253 | 254 | 1 | 254 | 0 | 24 | 1 | 22.5618 | 27.1185 | 77.5501 | 533.7136 | 0.25 | 23 | 1 | 0 | 0 | 150 | 0 | 4.5 | cooling | 23.9778 | 0 | 23.9778 | 5.3284 | 0.2381 | 0 | 0.1925 | 5.759 | 127.8817 | 5.7143 | 0 | 4.62 | 20 | 6.525 | 1.5 | 138.216 | 138.216 | 74.0838 | 74.0838 | 0.32471 | 0 | 0 | 16.5859 | 16.5859 | 0 | 0 | 1
S2 | Baseline_NoDegradation | C0_Baseline | BASELINE_S2_C0_Baseline | Educational / University building | 1000 | 2 | 10 | Chiller_AHU | 100 | 55 | 4000 | 255 | 254 | 255 | 1 | 255 | 0 | 24 | 1 | 22.6848 | 27.7684 | 78.9081 | 565.2788 | 0.25 | 23 | 1 | 0 | 0 | 150 | 0 | 4.5 | cooling | 25.0395 | 0 | 25.0395 | 5.5643 | 0.2381 | 0 | 0.1925 | 5.9949 | 133.5439 | 5.7143 | 0 | 4.62 | 20 | 6.525 | 1.5 | 143.8782 | 143.8782 | 77.1187 | 77.1187 | 0.35925 | 0 | 0 | 17.2654 | 17.2654 | 0 | 0 | 1
S2 | Baseline_NoDegradation | C0_Baseline | BASELINE_S2_C0_Baseline | Educational / University building | 1000 | 2 | 10 | Chiller_AHU | 100 | 55 | 4000 | 256 | 255 | 256 | 1 | 256 | 0 | 24 | 1 | 22.6749 | 27.9688 | 80.3387 | 563.9427 | 0.25 | 23 | 1 | 0 | 0 | 150 | 0 | 4.5 | cooling | 25.4537 | 0 | 25.4537 | 5.6564 | 0.2381 | 0 | 0.1925 | 6.087 | 135.7533 | 5.7143 | 0 | 4.62 | 20 | 6.525 | 1.5 | 146.0876 | 146.0876 | 78.303 | 78.303 | 0.38727 | 0 | 0 | 17.5305 | 17.5305 | 0 | 0 | 1
S2 | Baseline_NoDegradation | C0_Baseline | BASELINE_S2_C0_Baseline | Educational / University building | 1000 | 2 | 10 | Chiller_AHU | 100 | 55 | 4000 | 257 | 256 | 257 | 1 | 257 | 0 | 24 | 1 | 21.2969 | 26.2929 | 75.0916 | 551.0615 | 0.25 | 23 | 1 | 0 | 0 | 150 | 0 | 4.5 | cooling | 21.652 | 0 | 21.652 | 4.8116 | 0.2381 | 0 | 0.1925 | 5.2422 | 115.4776 | 5.7143 | 0 | 4.62 | 20 | 6.525 | 1.5 | 125.8119 | 125.8119 | 67.4352 | 67.4352 | 0.19964 | 0 | 0 | 15.0974 | 15.0974 | 0 | 0 | 1
S2 | Baseline_NoDegradation | C0_Baseline | BASELINE_S2_C0_Baseline | Educational / University building | 1000 | 2 | 10 | Chiller_AHU | 100 | 55 | 4000 | 258 | 257 | 258 | 1 | 258 | 0 | 24 | 1 | 22.1942 | 27.7285 | 81.756 | 553.1012 | 0.25 | 23 | 1 | 0 | 0 | 150 | 0 | 4.5 | cooling | 25.0059 | 0 | 25.0059 | 5.5569 | 0.2381 | 0 | 0.1925 | 5.9875 | 133.3646 | 5.7143 | 0 | 4.62 | 20 | 6.525 | 1.5 | 143.6989 | 143.6989 | 77.0226 | 77.0226 | 0.38677 | 0 | 0 | 17.2439 | 17.2439 | 0 | 0 | 1
S2 | Baseline_NoDegradation | C0_Baseline | BASELINE_S2_C0_Baseline | Educational / University building | 1000 | 2 | 10 | Chiller_AHU | 100 | 55 | 4000 | 259 | 258 | 259 | 1 | 259 | 0 | 24 | 1 | 21.7917 | 27.0761 | 78.2494 | 547.7086 | 0.25 | 23 | 1 | 0 | 0 | 150 | 0 | 4.5 | cooling | 23.1541 | 0 | 23.1541 | 5.1453 | 0.2381 | 0 | 0.1925 | 5.5759 | 123.4883 | 5.7143 | 0 | 4.62 | 20 | 6.525 | 1.5 | 133.8226 | 133.8226 | 71.7289 | 71.7289 | 0.29249 | 0 | 0 | 16.0587 | 16.0587 | 0 | 0 | 1
S2 | Baseline_NoDegradation | C0_Baseline | BASELINE_S2_C0_Baseline | Educational / University building | 1000 | 2 | 10 | Chiller_AHU | 100 | 55 | 4000 | 260 | 259 | 260 | 1 | 260 | 0 | 24 | 1 | 22.3803 | 27.2217 | 80.8368 | 559.9605 | 0.25 | 23 | 1 | 0 | 0 | 150 | 0 | 4.5 | cooling | 24.9409 | 0 | 24.9409 | 5.5424 | 0.2381 | 0 | 0.1925 | 5.973 | 133.018 | 5.7143 | 0 | 4.62 | 20 | 6.525 | 1.5 | 143.3522 | 143.3522 | 76.8368 | 76.8368 | 0.37955 | 0 | 0 | 17.2023 | 17.2023 | 0 | 0 | 1
S2 | Baseline_NoDegradation | C0_Baseline | BASELINE_S2_C0_Baseline | Educational / University building | 1000 | 2 | 10 | Chiller_AHU | 100 | 55 | 4000 | 261 | 260 | 261 | 1 | 261 | 0 | 24 | 1 | 21.255 | 26.6833 | 80.5385 | 547.1125 | 0.25 | 23 | 1 | 0 | 0 | 150 | 0 | 4.5 | cooling | 23.0938 | 0 | 23.0938 | 5.132 | 0.2381 | 0 | 0.1925 | 5.5626 | 123.167 | 5.7143 | 0 | 4.62 | 20 | 6.525 | 1.5 | 133.5013 | 133.5013 | 71.5567 | 71.5567 | 0.30607 | 0 | 0 | 16.0202 | 16.0202 | 0 | 0 | 1
S2 | Baseline_NoDegradation | C0_Baseline | BASELINE_S2_C0_Baseline | Educational / University building | 1000 | 2 | 10 | Chiller_AHU | 100 | 55 | 4000 | 262 | 261 | 262 | 1 | 262 | 0 | 24 | 1 | 21.1963 | 25.8655 | 77.9779 | 554.5729 | 0.25 | 23 | 1 | 0 | 0 | 150 | 0 | 4.5 | cooling | 22.2448 | 0 | 22.2448 | 4.9433 | 0.2381 | 0 | 0.1925 | 5.3739 | 118.6391 | 5.7143 | 0 | 4.62 | 20 | 6.525 | 1.5 | 128.9734 | 128.9734 | 69.1297 | 69.1297 | 0.25134 | 0 | 0 | 15.4768 | 15.4768 | 0 | 0 | 1
S2 | Baseline_NoDegradation | C0_Baseline | BASELINE_S2_C0_Baseline | Educational / University building | 1000 | 2 | 10 | Chiller_AHU | 100 | 55 | 4000 | 263 | 262 | 263 | 1 | 263 | 0 | 24 | 1 | 20.9447 | 26.1197 | 76.4773 | 538.2723 | 0.25 | 23 | 1 | 0 | 0 | 150 | 0 | 4.5 | cooling | 21.1716 | 0 | 21.1716 | 4.7048 | 0.2381 | 0 | 0.1925 | 5.1354 | 112.9152 | 5.7143 | 0 | 4.62 | 20 | 6.525 | 1.5 | 123.2495 | 123.2495 | 66.0617 | 66.0617 | 0.20623 | 0 | 0 | 14.7899 | 14.7899 | 0 | 0 | 1
S2 | Baseline_NoDegradation | C0_Baseline | BASELINE_S2_C0_Baseline | Educational / University building | 1000 | 2 | 10 | Chiller_AHU | 100 | 55 | 4000 | 264 | 263 | 264 | 1 | 264 | 0 | 24 | 1 | 21.3225 | 27.3005 | 76.1097 | 570.4124 | 0.25 | 23 | 1 | 0 | 0 | 150 | 0 | 4.5 | cooling | 21.9066 | 0 | 21.9066 | 4.8681 | 0.2381 | 0 | 0.1925 | 5.2987 | 116.835 | 5.7143 | 0 | 4.62 | 20 | 6.525 | 1.5 | 127.1693 | 127.1693 | 68.1628 | 68.1628 | 0.22154 | 0 | 0 | 15.2603 | 15.2603 | 0 | 0 | 1
S2 | Baseline_NoDegradation | C0_Baseline | BASELINE_S2_C0_Baseline | Educational / University building | 1000 | 2 | 10 | Chiller_AHU | 100 | 55 | 4000 | 265 | 264 | 265 | 1 | 265 | 0 | 24 | 1 | 21.1877 | 26.3522 | 79.0005 | 548.471 | 0.25 | 23 | 1 | 0 | 0 | 150 | 0 | 4.5 | cooling | 22.3086 | 0 | 22.3086 | 4.9575 | 0.2381 | 0 | 0.1925 | 5.3881 | 118.9792 | 5.7143 | 0 | 4.62 | 20 | 6.525 | 1.5 | 129.3135 | 129.3135 | 69.312 | 69.312 | 0.27127 | 0 | 0 | 15.5176 | 15.5176 | 0 | 0 | 1
S2 | Baseline_NoDegradation | C0_Baseline | BASELINE_S2_C0_Baseline | Educational / University building | 1000 | 2 | 10 | Chiller_AHU | 100 | 55 | 4000 | 266 | 265 | 266 | 1 | 266 | 0 | 24 | 1 | 20.8812 | 26.4629 | 77.7461 | 560.8114 | 0.25 | 23 | 1 | 0 | 0 | 150 | 0 | 4.5 | cooling | 21.6419 | 0 | 21.6419 | 4.8093 | 0.2381 | 0 | 0.1925 | 5.2399 | 115.4237 | 5.7143 | 0 | 4.62 | 20 | 6.525 | 1.5 | 125.758 | 125.758 | 67.4063 | 67.4063 | 0.2278 | 0 | 0 | 15.091 | 15.091 | 0 | 0 | 1
S2 | Baseline_NoDegradation | C0_Baseline | BASELINE_S2_C0_Baseline | Educational / University building | 1000 | 2 | 10 | Chiller_AHU | 100 | 55 | 4000 | 267 | 266 | 267 | 1 | 267 | 0 | 24 | 1 | 20.4813 | 25.4572 | 76.4064 | 545.8435 | 0.25 | 23 | 1 | 0 | 0 | 150 | 0 | 4.5 | cooling | 20.4812 | 0.18734 | 20.4812 | 4.5514 | 0.2381 | 0 | 0.1925 | 4.982 | 109.233 | 5.7143 | 0 | 4.62 | 20 | 6.525 | 1.5 | 119.5673 | 119.5673 | 64.0881 | 64.0881 | 0.17701 | 0 | 0 | 14.3481 | 14.3481 | 0 | 0 | 1
S2 | Baseline_NoDegradation | C0_Baseline | BASELINE_S2_C0_Baseline | Educational / University building | 1000 | 2 | 10 | Chiller_AHU | 100 | 55 | 4000 | 268 | 267 | 268 | 1 | 268 | 0 | 24 | 1 | 21.3717 | 26.3408 | 78.0438 | 513.0132 | 0.25 | 23 | 1 | 0 | 0 | 150 | 0 | 4.5 | cooling | 21.5768 | 0 | 21.5768 | 4.7948 | 0.2381 | 0 | 0.1925 | 5.2254 | 115.0762 | 5.7143 | 0 | 4.62 | 20 | 6.525 | 1.5 | 125.4105 | 125.4105 | 67.22 | 67.22 | 0.26318 | 0 | 0 | 15.0493 | 15.0493 | 0 | 0 | 1
S2 | Baseline_NoDegradation | C0_Baseline | BASELINE_S2_C0_Baseline | Educational / University building | 1000 | 2 | 10 | Chiller_AHU | 100 | 55 | 4000 | 269 | 268 | 269 | 1 | 269 | 0 | 24 | 1 | 20.3804 | 24.7433 | 76.4951 | 538.39 | 0.25 | 23 | 1 | 0 | 0 | 150 | 0 | 4.5 | cooling | 20.175 | 0.38777 | 20.175 | 4.4833 | 0.2381 | 0 | 0.1925 | 4.9139 | 107.6 | 5.7143 | 0 | 4.62 | 20 | 6.525 | 1.5 | 117.9343 | 117.9343 | 63.2128 | 63.2128 | 0.17273 | 0 | 0 | 14.1521 | 14.1521 | 0 | 0 | 1
S2 | Baseline_NoDegradation | C0_Baseline | BASELINE_S2_C0_Baseline | Educational / University building | 1000 | 2 | 10 | Chiller_AHU | 100 | 55 | 4000 | 270 | 269 | 270 | 1 | 270 | 0 | 24 | 1 | 21.0008 | 27.1245 | 77.027 | 561.0954 | 0.25 | 23 | 1 | 0 | 0 | 150 | 0 | 4.5 | cooling | 21.326 | 0 | 21.326 | 4.7391 | 0.2381 | 0 | 0.1925 | 5.1697 | 113.7384 | 5.7143 | 0 | 4.62 | 20 | 6.525 | 1.5 | 124.0727 | 124.0727 | 66.503 | 66.503 | 0.22059 | 0 | 0 | 14.8887 | 14.8887 | 0 | 0 | 1
S2 | Baseline_NoDegradation | C0_Baseline | BASELINE_S2_C0_Baseline | Educational / University building | 1000 | 2 | 10 | Chiller_AHU | 100 | 55 | 4000 | 271 | 270 | 271 | 1 | 271 | 0 | 24 | 1 | 20.3097 | 25.2492 | 78.9408 | 532.1493 | 0.25 | 23 | 1 | 0 | 0 | 150 | 0 | 4.5 | cooling | 20.6396 | 0.52827 | 20.6396 | 4.5866 | 0.2381 | 0 | 0.1925 | 5.0172 | 110.0778 | 5.7143 | 0 | 4.62 | 20 | 6.525 | 1.5 | 120.4121 | 120.4121 | 64.5409 | 64.5409 | 0.2174 | 0 | 0 | 14.4495 | 14.4495 | 0 | 0 | 1
S2 | Baseline_NoDegradation | C0_Baseline | BASELINE_S2_C0_Baseline | Educational / University building | 1000 | 2 | 10 | Chiller_AHU | 100 | 55 | 4000 | 272 | 271 | 272 | 1 | 272 | 0 | 24 | 1 | 20.0899 | 24.9266 | 75.1509 | 498.5467 | 0.25 | 23 | 1 | 0 | 0 | 150 | 0 | 4.5 | cooling | 18.7393 | 0.96471 | 18.7393 | 4.1643 | 0.2381 | 0 | 0.1925 | 4.5949 | 99.9431 | 5.7143 | 0 | 4.62 | 20 | 6.525 | 1.5 | 110.2774 | 110.2774 | 59.1087 | 59.1087 | 0.12841 | 0 | 0 | 13.2333 | 13.2333 | 0 | 0 | 1
S2 | Baseline_NoDegradation | C0_Baseline | BASELINE_S2_C0_Baseline | Educational / University building | 1000 | 2 | 10 | Chiller_AHU | 100 | 55 | 4000 | 273 | 272 | 273 | 1 | 273 | 0 | 24 | 1 | 20.2087 | 25.098 | 76.6227 | 528.0843 | 0.25 | 23 | 1 | 0 | 0 | 150 | 0 | 4.5 | cooling | 19.6463 | 0.72879 | 19.6463 | 4.3658 | 0.2381 | 0 | 0.1925 | 4.7964 | 104.7803 | 5.7143 | 0 | 4.62 | 20 | 6.525 | 1.5 | 115.1145 | 115.1145 | 61.7014 | 61.7014 | 0.16498 | 0 | 0 | 13.8137 | 13.8137 | 0 | 0 | 1
S2 | Baseline_NoDegradation | C0_Baseline | BASELINE_S2_C0_Baseline | Educational / University building | 1000 | 2 | 10 | Chiller_AHU | 100 | 55 | 4000 | 274 | 273 | 274 | 1 | 274 | 0 | 24 | 1 | 20.1274 | 25.1996 | 76.3666 | 550.9218 | 0.25 | 23 | 1 | 0 | 0 | 150 | 0 | 4.5 | cooling | 19.711 | 0.89028 | 19.711 | 4.3802 | 0.2381 | 0 | 0.1925 | 4.8108 | 105.1252 | 5.7143 | 0 | 4.62 | 20 | 6.525 | 1.5 | 115.4595 | 115.4595 | 61.8863 | 61.8863 | 0.15498 | 0 | 0 | 13.8551 | 13.8551 | 0 | 0 | 1
S2 | Baseline_NoDegradation | C0_Baseline | BASELINE_S2_C0_Baseline | Educational / University building | 1000 | 2 | 10 | Chiller_AHU | 100 | 55 | 4000 | 275 | 274 | 275 | 1 | 275 | 0 | 24 | 1 | 20.3679 | 25.5657 | 79.4862 | 549.7038 | 0.25 | 23 | 1 | 0 | 0 | 150 | 0 | 4.5 | cooling | 20.8655 | 0.41263 | 20.8655 | 4.6368 | 0.2381 | 0 | 0.1925 | 5.0674 | 111.2829 | 5.7143 | 0 | 4.62 | 20 | 6.525 | 1.5 | 121.6172 | 121.6172 | 65.1868 | 65.1868 | 0.2318 | 0 | 0 | 14.5941 | 14.5941 | 0 | 0 | 1
S2 | Baseline_NoDegradation | C0_Baseline | BASELINE_S2_C0_Baseline | Educational / University building | 1000 | 2 | 10 | Chiller_AHU | 100 | 55 | 4000 | 276 | 275 | 276 | 1 | 276 | 0 | 24 | 1 | 19.9923 | 25.2379 | 78.592 | 533.7135 | 0.25 | 23 | 1 | 0 | 0 | 150 | 0 | 4.5 | cooling | 19.8795 | 1.1586 | 19.8795 | 4.4177 | 0.2381 | 0 | 0.1925 | 4.8483 | 106.0238 | 5.7143 | 0 | 4.62 | 20 | 6.525 | 1.5 | 116.3581 | 116.3581 | 62.3679 | 62.3679 | 0.19138 | 0 | 0 | 13.963 | 13.963 | 0 | 0 | 1
S2 | Baseline_NoDegradation | C0_Baseline | BASELINE_S2_C0_Baseline | Educational / University building | 1000 | 2 | 10 | Chiller_AHU | 100 | 55 | 4000 | 277 | 276 | 277 | 1 | 277 | 0 | 24 | 1 | 18.7281 | 24.0084 | 74.5364 | 505.8712 | 0.25 | 23 | 1 | 0 | 0 | 150 | 0 | 4.5 | cooling | 16.9045 | 3.6694 | 16.9045 | 3.7566 | 0.2381 | 0 | 0.1925 | 4.1871 | 90.1573 | 5.7143 | 0 | 4.62 | 20 | 6.525 | 1.5 | 100.4916 | 100.4916 | 53.8635 | 53.8635 | 0.034417 | 0 | 0 | 12.059 | 12.059 | 0 | 0 | 1
S2 | Baseline_NoDegradation | C0_Baseline | BASELINE_S2_C0_Baseline | Educational / University building | 1000 | 2 | 10 | Chiller_AHU | 100 | 55 | 4000 | 278 | 277 | 278 | 1 | 278 | 0 | 24 | 1 | 19.7788 | 25.1149 | 80.072 | 514.7599 | 0.25 | 23 | 1 | 0 | 0 | 150 | 0 | 4.5 | cooling | 19.7052 | 1.5827 | 19.7052 | 4.3789 | 0.2381 | 0 | 0.1925 | 4.8095 | 105.0943 | 5.7143 | 0 | 4.62 | 20 | 6.525 | 1.5 | 115.4286 | 115.4286 | 61.8697 | 61.8697 | 0.20817 | 0 | 0 | 13.8514 | 13.8514 | 0 | 0 | 1
S2 | Baseline_NoDegradation | C0_Baseline | BASELINE_S2_C0_Baseline | Educational / University building | 1000 | 2 | 10 | Chiller_AHU | 100 | 55 | 4000 | 279 | 278 | 279 | 1 | 279 | 0 | 24 | 1 | 18.4018 | 23.3056 | 77.1468 | 520.1907 | 0.25 | 23 | 1 | 0 | 0 | 150 | 0 | 4.5 | cooling | 17.344 | 4.3175 | 17.344 | 3.8542 | 0.2381 | 0 | 0.1925 | 4.2848 | 92.5013 | 5.7143 | 0 | 4.62 | 20 | 6.525 | 1.5 | 102.8355 | 102.8355 | 55.1199 | 55.1199 | 0.067044 | 0 | 0 | 12.3403 | 12.3403 | 0 | 0 | 1
S2 | Baseline_NoDegradation | C0_Baseline | BASELINE_S2_C0_Baseline | Educational / University building | 1000 | 2 | 10 | Chiller_AHU | 100 | 55 | 4000 | 280 | 279 | 280 | 1 | 280 | 0 | 24 | 1 | 19.3964 | 24.2519 | 77.4888 | 497.2434 | 0.25 | 23 | 1 | 0 | 0 | 150 | 0 | 4.5 | cooling | 18.1778 | 2.3421 | 18.1778 | 4.0395 | 0.2381 | 0 | 0.1925 | 4.4701 | 96.9484 | 5.7143 | 0 | 4.62 | 20 | 6.525 | 1.5 | 107.2827 | 107.2827 | 57.5035 | 57.5035 | 0.13356 | 0 | 0 | 12.8739 | 12.8739 | 0 | 0 | 1
S2 | Baseline_NoDegradation | C0_Baseline | BASELINE_S2_C0_Baseline | Educational / University building | 1000 | 2 | 10 | Chiller_AHU | 100 | 55 | 4000 | 281 | 280 | 281 | 1 | 281 | 0 | 24 | 1 | 18.9072 | 23.9084 | 75.1236 | 510.6921 | 0.25 | 23 | 1 | 0 | 0 | 150 | 0 | 4.5 | cooling | 17.0798 | 3.3138 | 17.0798 | 3.7955 | 0.2381 | 0 | 0.1925 | 4.2261 | 91.0923 | 5.7143 | 0 | 4.62 | 20 | 6.525 | 1.5 | 101.4266 | 101.4266 | 54.3647 | 54.3647 | 0.056904 | 0 | 0 | 12.1712 | 12.1712 | 0 | 0 | 1
S2 | Baseline_NoDegradation | C0_Baseline | BASELINE_S2_C0_Baseline | Educational / University building | 1000 | 2 | 10 | Chiller_AHU | 100 | 55 | 4000 | 282 | 281 | 282 | 1 | 282 | 0 | 24 | 1 | 18.4432 | 23.3352 | 80.001 | 511.8202 | 0.25 | 23 | 1 | 0 | 0 | 150 | 0 | 4.5 | cooling | 17.8842 | 4.2352 | 17.8842 | 3.9743 | 0.2381 | 0 | 0.1925 | 4.4049 | 95.3822 | 5.7143 | 0 | 4.62 | 20 | 6.525 | 1.5 | 105.7165 | 105.7165 | 56.6641 | 56.6641 | 0.12661 | 0 | 0 | 12.686 | 12.686 | 0 | 0 | 1
S2 | Baseline_NoDegradation | C0_Baseline | BASELINE_S2_C0_Baseline | Educational / University building | 1000 | 2 | 10 | Chiller_AHU | 100 | 55 | 4000 | 283 | 282 | 283 | 1 | 283 | 0 | 24 | 1 | 18.2675 | 22.4286 | 74.5016 | 506.8959 | 0.25 | 23 | 1 | 0 | 0 | 150 | 0 | 4.5 | cooling | 16.084 | 4.5842 | 16.084 | 3.5742 | 0.2381 | 0 | 0.1925 | 4.0048 | 85.7815 | 5.7143 | 0 | 4.62 | 20 | 6.525 | 1.5 | 96.1158 | 96.1158 | 51.518 | 51.518 | 0.0060842 | 0 | 0 | 11.5339 | 11.5339 | 0 | 0 | 1
S2 | Baseline_NoDegradation | C0_Baseline | BASELINE_S2_C0_Baseline | Educational / University building | 1000 | 2 | 10 | Chiller_AHU | 100 | 55 | 4000 | 284 | 283 | 284 | 1 | 284 | 0 | 24 | 1 | 17.9017 | 23.4543 | 75.7885 | 536.2826 | 0.25 | 23 | 1 | 0 | 0 | 150 | 0 | 4.5 | cooling | 16.3436 | 5.3109 | 16.3436 | 3.6319 | 0.2381 | 0 | 0.1925 | 4.0625 | 87.166 | 5.7143 | 0 | 4.62 | 20 | 6.525 | 1.5 | 97.5003 | 97.5003 | 52.2602 | 52.2602 | 0.0098681 | 0 | 0 | 11.7 | 11.7 | 0 | 0 | 1
S2 | Baseline_NoDegradation | C0_Baseline | BASELINE_S2_C0_Baseline | Educational / University building | 1000 | 2 | 10 | Chiller_AHU | 100 | 55 | 4000 | 285 | 284 | 285 | 1 | 285 | 0 | 24 | 1 | 18.1315 | 23.1464 | 75.7658 | 508.934 | 0.25 | 23 | 1 | 0 | 0 | 150 | 0 | 4.5 | cooling | 16.1885 | 4.8544 | 16.1885 | 3.5974 | 0.2381 | 0 | 0.1925 | 4.028 | 86.3385 | 5.7143 | 0 | 4.62 | 20 | 6.525 | 1.5 | 96.6728 | 96.6728 | 51.8166 | 51.8166 | 0.023204 | 0 | 0 | 11.6007 | 11.6007 | 0 | 0 | 1
S2 | Baseline_NoDegradation | C0_Baseline | BASELINE_S2_C0_Baseline | Educational / University building | 1000 | 2 | 10 | Chiller_AHU | 100 | 55 | 4000 | 286 | 285 | 286 | 1 | 286 | 0 | 24 | 1 | 18.8171 | 22.8892 | 71.7621 | 496.3273 | 0.25 | 23 | 1 | 0 | 0 | 150 | 0 | 4.5 | cooling | 15.5852 | 3.4927 | 15.5852 | 3.4634 | 0.2381 | 0 | 0.1925 | 3.894 | 83.121 | 5.7143 | 0 | 4.62 | 20 | 6.525 | 1.5 | 93.4553 | 93.4553 | 50.092 | 50.092 | 0.015734 | 0 | 0 | 11.2146 | 11.2146 | 0 | 0 | 1
S2 | Baseline_NoDegradation | C0_Baseline | BASELINE_S2_C0_Baseline | Educational / University building | 1000 | 2 | 10 | Chiller_AHU | 100 | 55 | 4000 | 287 | 286 | 287 | 1 | 287 | 0 | 24 | 1 | 17.8231 | 23.0991 | 76.5299 | 497.8268 | 0.25 | 23 | 1 | 0 | 0 | 150 | 0 | 4.5 | cooling | 15.8283 | 5.467 | 15.8283 | 3.5174 | 0.2381 | 0 | 0.1925 | 3.948 | 84.4177 | 5.7143 | 0 | 4.62 | 20 | 6.525 | 1.5 | 94.752 | 94.752 | 50.787 | 50.787 | 0.019982 | 0 | 0 | 11.3702 | 11.3702 | 0 | 0 | 1
S2 | Baseline_NoDegradation | C0_Baseline | BASELINE_S2_C0_Baseline | Educational / University building | 1000 | 2 | 10 | Chiller_AHU | 100 | 55 | 4000 | 288 | 287 | 288 | 1 | 288 | 0 | 24 | 1 | 18.1845 | 23.5966 | 75.7673 | 523.0743 | 0.25 | 23 | 1 | 0 | 0 | 150 | 0 | 4.5 | cooling | 16.2146 | 4.7491 | 16.2146 | 3.6033 | 0.2381 | 0 | 0.1925 | 4.0338 | 86.478 | 5.7143 | 0 | 4.62 | 20 | 6.525 | 1.5 | 96.8123 | 96.8123 | 51.8914 | 51.8914 | 0.026418 | 0 | 0 | 11.6175 | 11.6175 | 0 | 0 | 1
S2 | Baseline_NoDegradation | C0_Baseline | BASELINE_S2_C0_Baseline | Educational / University building | 1000 | 2 | 10 | Chiller_AHU | 100 | 55 | 4000 | 289 | 288 | 289 | 1 | 289 | 0 | 24 | 1 | 17.6717 | 22.4471 | 76.6072 | 504.3315 | 0.25 | 23 | 1 | 0 | 0 | 150 | 0 | 4.5 | cooling | 15.6451 | 5.7677 | 15.6451 | 3.4767 | 0.2381 | 0 | 0.1925 | 3.9073 | 83.4404 | 5.7143 | 0 | 4.62 | 20 | 6.525 | 1.5 | 93.7747 | 93.7747 | 50.2632 | 50.2632 | 0.012444 | 0 | 0 | 11.253 | 11.253 | 0 | 0 | 1
S2 | Baseline_NoDegradation | C0_Baseline | BASELINE_S2_C0_Baseline | Educational / University building | 1000 | 2 | 10 | Chiller_AHU | 100 | 55 | 4000 | 290 | 289 | 290 | 1 | 290 | 0 | 24 | 1 | 17.3975 | 22.9867 | 70.1192 | 472.0523 | 0.25 | 23 | 1 | 0 | 0 | 150 | 0 | 4.5 | cooling | 13.4154 | 6.3122 | 13.4154 | 2.9812 | 0.2381 | 0 | 0.1925 | 3.4118 | 71.5489 | 5.7143 | 0 | 4.62 | 20 | 6.525 | 1.5 | 81.8832 | 81.8832 | 43.8894 | 43.8894 | 0.13377 | 0 | 0 | 9.826 | 9.826 | 0 | 0 | 1
S2 | Baseline_NoDegradation | C0_Baseline | BASELINE_S2_C0_Baseline | Educational / University building | 1000 | 2 | 10 | Chiller_AHU | 100 | 55 | 4000 | 291 | 290 | 291 | 1 | 291 | 0 | 24 | 1 | 16.666 | 21.5207 | 74.3181 | 468.5352 | 0.25 | 23 | 1 | 0 | 0 | 150 | 0 | 4.5 | cooling | 13.5875 | 7.765 | 13.5875 | 3.0194 | 0.2381 | 0 | 0.1925 | 3.45 | 72.4666 | 5.7143 | 0 | 4.62 | 20 | 6.525 | 1.5 | 82.8009 | 82.8009 | 44.3813 | 44.3813 | 0.093676 | 0 | 0 | 9.9361 | 9.9361 | 0 | 0 | 1
S2 | Baseline_NoDegradation | C0_Baseline | BASELINE_S2_C0_Baseline | Educational / University building | 1000 | 2 | 10 | Chiller_AHU | 100 | 55 | 4000 | 292 | 291 | 292 | 1 | 292 | 0 | 24 | 1 | 16.631 | 21.2866 | 79.5457 | 532.9812 | 0.25 | 23 | 1 | 0 | 0 | 150 | 0 | 4.5 | cooling | 15.4774 | 7.8346 | 15.4774 | 3.4394 | 0.2381 | 0 | 0.1925 | 3.87 | 82.5461 | 5.7143 | 0 | 4.62 | 20 | 6.525 | 1.5 | 92.8804 | 92.8804 | 49.7839 | 49.7839 | 0.0087714 | 0 | 0 | 11.1457 | 11.1457 | 0 | 0 | 1
S2 | Baseline_NoDegradation | C0_Baseline | BASELINE_S2_C0_Baseline | Educational / University building | 1000 | 2 | 10 | Chiller_AHU | 100 | 55 | 4000 | 293 | 292 | 293 | 1 | 293 | 0 | 24 | 1 | 16.7829 | 21.6375 | 72.133 | 457.0375 | 0.25 | 23 | 1 | 0 | 0 | 150 | 0 | 4.5 | cooling | 13.1858 | 7.5328 | 13.1858 | 2.9302 | 0.2381 | 0 | 0.1925 | 3.3608 | 70.3245 | 5.7143 | 0 | 4.62 | 20 | 6.525 | 1.5 | 80.6588 | 80.6588 | 43.2331 | 43.2331 | 0.13036 | 0 | 0 | 9.6791 | 9.6791 | 0 | 0 | 1
S2 | Baseline_NoDegradation | C0_Baseline | BASELINE_S2_C0_Baseline | Educational / University building | 1000 | 2 | 10 | Chiller_AHU | 100 | 55 | 4000 | 294 | 293 | 294 | 1 | 294 | 0 | 24 | 1 | 16.797 | 21.3979 | 74.0596 | 461.4389 | 0.25 | 23 | 1 | 0 | 0 | 150 | 0 | 4.5 | cooling | 13.3926 | 7.5049 | 13.3926 | 2.9761 | 0.2381 | 0 | 0.1925 | 3.4067 | 71.4274 | 5.7143 | 0 | 4.62 | 20 | 6.525 | 1.5 | 81.7617 | 81.7617 | 43.8243 | 43.8243 | 0.090989 | 0 | 0 | 9.8114 | 9.8114 | 0 | 0 | 1
S2 | Baseline_NoDegradation | C0_Baseline | BASELINE_S2_C0_Baseline | Educational / University building | 1000 | 2 | 10 | Chiller_AHU | 100 | 55 | 4000 | 295 | 294 | 295 | 1 | 295 | 0 | 24 | 1 | 16.3424 | 21.4019 | 74.7568 | 500.0249 | 0.25 | 23 | 1 | 0 | 0 | 150 | 0 | 4.5 | cooling | 13.6431 | 8.4076 | 13.6431 | 3.0318 | 0.2381 | 0 | 0.1925 | 3.4624 | 72.7633 | 5.7143 | 0 | 4.62 | 20 | 6.525 | 1.5 | 83.0976 | 83.0976 | 44.5403 | 44.5403 | 0.10432 | 0 | 0 | 9.9717 | 9.9717 | 0 | 0 | 1
S2 | Baseline_NoDegradation | C0_Baseline | BASELINE_S2_C0_Baseline | Educational / University building | 1000 | 2 | 10 | Chiller_AHU | 100 | 55 | 4000 | 296 | 295 | 296 | 1 | 296 | 0 | 24 | 1 | 15.9326 | 21.2745 | 72.2164 | 502.5545 | 0.25 | 23 | 1 | 0 | 0 | 150 | 0 | 4.5 | cooling | 13.4737 | 9.2217 | 13.4737 | 2.9942 | 0.2381 | 0 | 0.1925 | 3.4248 | 71.8598 | 5.7143 | 0 | 4.62 | 20 | 6.525 | 1.5 | 82.1941 | 82.1941 | 44.056 | 44.056 | 0.17972 | 0 | 0 | 9.8633 | 9.8633 | 0 | 0 | 1
S2 | Baseline_NoDegradation | C0_Baseline | BASELINE_S2_C0_Baseline | Educational / University building | 1000 | 2 | 10 | Chiller_AHU | 100 | 55 | 4000 | 297 | 296 | 297 | 1 | 297 | 0 | 24 | 1 | 16.4584 | 20.9078 | 72.9742 | 495.4161 | 0.25 | 23 | 1 | 0 | 0 | 150 | 0 | 4.5 | cooling | 13.3767 | 8.1774 | 13.3767 | 2.9726 | 0.2381 | 0 | 0.1925 | 3.4032 | 71.3424 | 5.7143 | 0 | 4.62 | 20 | 6.525 | 1.5 | 81.6767 | 81.6767 | 43.7787 | 43.7787 | 0.13301 | 0 | 0 | 9.8012 | 9.8012 | 0 | 0 | 1
S2 | Baseline_NoDegradation | C0_Baseline | BASELINE_S2_C0_Baseline | Educational / University building | 1000 | 2 | 10 | Chiller_AHU | 100 | 55 | 4000 | 298 | 297 | 298 | 1 | 298 | 0 | 24 | 1 | 16.6425 | 21.5861 | 76.4574 | 506.4603 | 0.25 | 23 | 1 | 0 | 0 | 150 | 0 | 4.5 | cooling | 14.0448 | 7.8116 | 14.0448 | 3.1211 | 0.2381 | 0 | 0.1925 | 3.5517 | 74.9058 | 5.7143 | 0 | 4.62 | 20 | 6.525 | 1.5 | 85.2401 | 85.2401 | 45.6887 | 45.6887 | 0.0523 | 0 | 0 | 10.2288 | 10.2288 | 0 | 0 | 1
S2 | Baseline_NoDegradation | C0_Baseline | BASELINE_S2_C0_Baseline | Educational / University building | 1000 | 2 | 10 | Chiller_AHU | 100 | 55 | 4000 | 299 | 298 | 299 | 1 | 299 | 0 | 24 | 1 | 16.0816 | 21.3817 | 77.0462 | 523.711 | 0.25 | 23 | 1 | 0 | 0 | 150 | 0 | 4.5 | cooling | 13.7675 | 8.9257 | 13.7675 | 3.0594 | 0.2381 | 0 | 0.1925 | 3.49 | 73.4268 | 5.7143 | 0 | 4.62 | 20 | 6.525 | 1.5 | 83.761 | 83.761 | 44.8959 | 44.8959 | 0.07418 | 0 | 0 | 10.0513 | 10.0513 | 0 | 0 | 1
S2 | Baseline_NoDegradation | C0_Baseline | BASELINE_S2_C0_Baseline | Educational / University building | 1000 | 2 | 10 | Chiller_AHU | 100 | 55 | 4000 | 300 | 299 | 300 | 1 | 300 | 0 | 24 | 1 | 15.4714 | 20.1008 | 75.9308 | 461.5169 | 0.25 | 23 | 1 | 0 | 0 | 150 | 0 | 4.5 | cooling | 13.0029 | 10.1377 | 13.0029 | 2.8895 | 0.2381 | 0 | 0.1925 | 3.3201 | 69.349 | 5.7143 | 0 | 4.62 | 20 | 6.525 | 1.5 | 79.6833 | 79.6833 | 42.7102 | 42.7102 | 0.1331 | 0 | 0 | 9.562 | 9.562 | 0 | 0 | 1
S2 | Baseline_NoDegradation | C0_Baseline | BASELINE_S2_C0_Baseline | Educational / University building | 1000 | 2 | 10 | Chiller_AHU | 100 | 55 | 4000 | 301 | 300 | 301 | 1 | 301 | 0 | 24 | 1 | 15.3012 | 20.1067 | 73.5814 | 478.806 | 0.25 | 23 | 1 | 0 | 0 | 150 | 0 | 4.5 | cooling | 12.9906 | 10.4757 | 12.9906 | 2.8868 | 0.2381 | 0 | 0.1925 | 3.3174 | 69.2832 | 5.7143 | 0 | 4.62 | 20 | 6.525 | 1.5 | 79.6175 | 79.6175 | 42.675 | 42.675 | 0.1903 | 0 | 0 | 9.5541 | 9.5541 | 0 | 0 | 1
S2 | Baseline_NoDegradation | C0_Baseline | BASELINE_S2_C0_Baseline | Educational / University building | 1000 | 2 | 10 | Chiller_AHU | 100 | 55 | 4000 | 302 | 301 | 302 | 1 | 302 | 0 | 24 | 1 | 15.5159 | 20.2462 | 71.094 | 461.4254 | 0.25 | 23 | 1 | 0 | 0 | 150 | 0 | 4.5 | cooling | 12.6444 | 10.0493 | 12.6444 | 2.8099 | 0.2381 | 0 | 0.1925 | 3.2405 | 67.4368 | 5.7143 | 0 | 4.62 | 20 | 6.525 | 1.5 | 77.7711 | 77.7711 | 41.6853 | 41.6853 | 0.22717 | 0 | 0 | 9.3325 | 9.3325 | 0 | 0 | 1
S2 | Baseline_NoDegradation | C0_Baseline | BASELINE_S2_C0_Baseline | Educational / University building | 1000 | 2 | 10 | Chiller_AHU | 100 | 55 | 4000 | 303 | 302 | 303 | 1 | 303 | 0 | 24 | 1 | 16.8623 | 21.9813 | 74.0676 | 467.3862 | 0.25 | 23 | 1 | 0 | 0 | 150 | 0 | 4.5 | cooling | 12.9657 | 7.3751 | 12.9657 | 2.8813 | 0.2381 | 0 | 0.1925 | 3.3119 | 69.1505 | 5.7143 | 0 | 4.62 | 20 | 6.525 | 1.5 | 79.4847 | 79.4847 | 42.6038 | 42.6038 | 0.086908 | 0 | 0 | 9.5382 | 9.5382 | 0 | 0 | 1
S2 | Baseline_NoDegradation | C0_Baseline | BASELINE_S2_C0_Baseline | Educational / University building | 1000 | 2 | 10 | Chiller_AHU | 100 | 55 | 4000 | 304 | 303 | 304 | 1 | 304 | 0 | 24 | 1 | 15.5106 | 20.2252 | 66.764 | 447.7503 | 0.25 | 23 | 1 | 0 | 0 | 150 | 0 | 4.5 | cooling | 12.1936 | 10.0598 | 12.1936 | 2.7097 | 0.2381 | 0 | 0.1925 | 3.1403 | 65.0326 | 5.7143 | 0 | 4.62 | 20 | 6.525 | 1.5 | 75.3669 | 75.3669 | 40.3966 | 40.3966 | 0.31408 | 0 | 0 | 9.044 | 9.044 | 0 | 0 | 1
S2 | Baseline_NoDegradation | C0_Baseline | BASELINE_S2_C0_Baseline | Educational / University building | 1000 | 2 | 10 | Chiller_AHU | 100 | 55 | 4000 | 305 | 304 | 305 | 1 | 305 | 0 | 24 | 1 | 14.5821 | 18.6822 | 69.4479 | 499.943 | 0.25 | 23 | 1 | 0 | 0 | 150 | 0 | 4.5 | cooling | 12.7201 | 11.9039 | 12.7201 | 2.8267 | 0.2381 | 0 | 0.1925 | 3.2573 | 67.8405 | 5.7143 | 0 | 4.62 | 20 | 6.525 | 1.5 | 78.1747 | 78.1747 | 41.9017 | 41.9017 | 0.31612 | 0 | 0 | 9.381 | 9.381 | 0 | 0 | 1
S2 | Baseline_NoDegradation | C0_Baseline | BASELINE_S2_C0_Baseline | Educational / University building | 1000 | 2 | 10 | Chiller_AHU | 100 | 55 | 4000 | 306 | 305 | 306 | 1 | 306 | 0 | 24 | 1 | 15.3508 | 20.867 | 72.4297 | 487.2194 | 0.25 | 23 | 1 | 0 | 0 | 150 | 0 | 4.5 | cooling | 12.6874 | 10.3771 | 12.6874 | 2.8194 | 0.2381 | 0 | 0.1925 | 3.25 | 67.6663 | 5.7143 | 0 | 4.62 | 20 | 6.525 | 1.5 | 78.0006 | 78.0006 | 41.8083 | 41.8083 | 0.21036 | 0 | 0 | 9.3601 | 9.3601 | 0 | 0 | 1
S2 | Baseline_NoDegradation | C0_Baseline | BASELINE_S2_C0_Baseline | Educational / University building | 1000 | 2 | 10 | Chiller_AHU | 100 | 55 | 4000 | 307 | 306 | 307 | 1 | 307 | 0 | 24 | 1 | 14.81 | 20.0196 | 72.8324 | 458.1505 | 0.25 | 23 | 1 | 0 | 0 | 150 | 0 | 4.5 | cooling | 12.3899 | 11.4512 | 12.3899 | 2.7533 | 0.2381 | 0 | 0.1925 | 3.1839 | 66.0795 | 5.7143 | 0 | 4.62 | 20 | 6.525 | 1.5 | 76.4138 | 76.4138 | 40.9578 | 40.9578 | 0.23475 | 0 | 0 | 9.1697 | 9.1697 | 0 | 0 | 1
S2 | Baseline_NoDegradation | C0_Baseline | BASELINE_S2_C0_Baseline | Educational / University building | 1000 | 2 | 10 | Chiller_AHU | 100 | 55 | 4000 | 308 | 307 | 308 | 1 | 308 | 0 | 24 | 1 | 15.4295 | 20.656 | 70.0412 | 445.3345 | 0.25 | 23 | 1 | 0 | 0 | 150 | 0 | 4.5 | cooling | 12.0888 | 10.2208 | 12.0888 | 2.6864 | 0.2381 | 0 | 0.1925 | 3.117 | 64.4734 | 5.7143 | 0 | 4.62 | 20 | 6.525 | 1.5 | 74.8077 | 74.8077 | 40.0969 | 40.0969 | 0.2534 | 0 | 0 | 8.9769 | 8.9769 | 0 | 0 | 1
S2 | Baseline_NoDegradation | C0_Baseline | BASELINE_S2_C0_Baseline | Educational / University building | 1000 | 2 | 10 | Chiller_AHU | 100 | 55 | 4000 | 309 | 308 | 309 | 1 | 309 | 0 | 24 | 1 | 14.4488 | 19.4834 | 71.5579 | 450.0371 | 0.25 | 23 | 1 | 0 | 0 | 150 | 0 | 3.0864 | heating | 12.1376 | 12.1685 | 12.1685 | 3.9427 | 0.2381 | 0 | 0.1925 | 4.3733 | 94.6244 | 5.7143 | 0 | 4.62 | 20 | 6.525 | 1.5 | 104.9586 | 104.9586 | 56.2578 | 56.2578 | 0.28191 | 0 | 0 | 12.595 | 12.595 | 0 | 0 | 1
S2 | Baseline_NoDegradation | C0_Baseline | BASELINE_S2_C0_Baseline | Educational / University building | 1000 | 2 | 10 | Chiller_AHU | 100 | 55 | 4000 | 310 | 309 | 310 | 1 | 310 | 0 | 24 | 1 | 14.9473 | 20.1755 | 71.902 | 495.0143 | 0.25 | 23 | 1 | 0 | 0 | 150 | 0 | 4.5 | cooling | 12.46 | 11.1786 | 12.46 | 2.7689 | 0.2381 | 0 | 0.1925 | 3.1995 | 66.4536 | 5.7143 | 0 | 4.62 | 20 | 6.525 | 1.5 | 76.7879 | 76.7879 | 41.1583 | 41.1583 | 0.24512 | 0 | 0 | 9.2145 | 9.2145 | 0 | 0 | 1
S2 | Baseline_NoDegradation | C0_Baseline | BASELINE_S2_C0_Baseline | Educational / University building | 1000 | 2 | 10 | Chiller_AHU | 100 | 55 | 4000 | 311 | 310 | 311 | 1 | 311 | 0 | 24 | 1 | 15.4675 | 20.067 | 73.7929 | 451.4378 | 0.25 | 23 | 1 | 0 | 0 | 150 | 0 | 4.5 | cooling | 12.1279 | 10.1454 | 12.1279 | 2.6951 | 0.2381 | 0 | 0.1925 | 3.1257 | 64.6824 | 5.7143 | 0 | 4.62 | 20 | 6.525 | 1.5 | 75.0167 | 75.0167 | 40.2089 | 40.2089 | 0.17609 | 0 | 0 | 9.002 | 9.002 | 0 | 0 | 1
S2 | Baseline_NoDegradation | C0_Baseline | BASELINE_S2_C0_Baseline | Educational / University building | 1000 | 2 | 10 | Chiller_AHU | 100 | 55 | 4000 | 312 | 311 | 312 | 1 | 312 | 0 | 24 | 1 | 15.2484 | 20.2756 | 69.3599 | 423.9758 | 0.25 | 23 | 1 | 0 | 0 | 150 | 0 | 4.5 | cooling | 11.6471 | 10.5805 | 11.6471 | 2.5882 | 0.2381 | 0 | 0.1925 | 3.0188 | 62.1178 | 5.7143 | 0 | 4.62 | 20 | 6.525 | 1.5 | 72.4521 | 72.4521 | 38.8343 | 38.8343 | 0.2779 | 0 | 0 | 8.6942 | 8.6942 | 0 | 0 | 1
S2 | Baseline_NoDegradation | C0_Baseline | BASELINE_S2_C0_Baseline | Educational / University building | 1000 | 2 | 10 | Chiller_AHU | 100 | 55 | 4000 | 313 | 312 | 313 | 1 | 313 | 0 | 24 | 1 | 14.5392 | 18.9155 | 71.8757 | 488.5298 | 0.25 | 23 | 1 | 0 | 0 | 150 | 0 | 4.5 | cooling | 12.2028 | 11.989 | 12.2028 | 2.7117 | 0.2381 | 0 | 0.1925 | 3.1423 | 65.0815 | 5.7143 | 0 | 4.62 | 20 | 6.525 | 1.5 | 75.4158 | 75.4158 | 40.4229 | 40.4229 | 0.27013 | 0 | 0 | 9.0499 | 9.0499 | 0 | 0 | 1
S2 | Baseline_NoDegradation | C0_Baseline | BASELINE_S2_C0_Baseline | Educational / University building | 1000 | 2 | 10 | Chiller_AHU | 100 | 55 | 4000 | 314 | 313 | 314 | 1 | 314 | 0 | 24 | 1 | 14.1276 | 19.2484 | 68.2458 | 443.6804 | 0.25 | 23 | 1 | 0 | 0 | 150 | 0 | 3.0761 | heating | 11.6288 | 12.8066 | 12.8066 | 4.1633 | 0.2381 | 0 | 0.1925 | 4.5939 | 99.9187 | 5.7143 | 0 | 4.62 | 20 | 6.525 | 1.5 | 110.253 | 110.253 | 59.0956 | 59.0956 | 0.36743 | 0 | 0 | 13.2304 | 13.2304 | 0 | 0 | 1
S2 | Baseline_NoDegradation | C0_Baseline | BASELINE_S2_C0_Baseline | Educational / University building | 1000 | 2 | 10 | Chiller_AHU | 100 | 55 | 4000 | 315 | 314 | 315 | 1 | 315 | 0 | 24 | 1 | 14.8164 | 19.801 | 72.93 | 444.6538 | 0.25 | 23 | 1 | 0 | 0 | 150 | 0 | 4.5 | cooling | 11.7846 | 11.4385 | 11.7846 | 2.6188 | 0.2381 | 0 | 0.1925 | 3.0494 | 62.8514 | 5.7143 | 0 | 4.62 | 20 | 6.525 | 1.5 | 73.1857 | 73.1857 | 39.2275 | 39.2275 | 0.23242 | 0 | 0 | 8.7823 | 8.7823 | 0 | 0 | 1
S2 | Baseline_NoDegradation | C0_Baseline | BASELINE_S2_C0_Baseline | Educational / University building | 1000 | 2 | 10 | Chiller_AHU | 100 | 55 | 4000 | 316 | 315 | 316 | 1 | 316 | 0 | 24 | 1 | 14.834 | 19.873 | 70.795 | 443.3958 | 0.25 | 23 | 1 | 0 | 0 | 150 | 0 | 4.5 | cooling | 11.6174 | 11.4035 | 11.6174 | 2.5816 | 0.2381 | 0 | 0.1925 | 3.0122 | 61.9596 | 5.7143 | 0 | 4.62 | 20 | 6.525 | 1.5 | 72.2939 | 72.2939 | 38.7495 | 38.7495 | 0.27406 | 0 | 0 | 8.6753 | 8.6753 | 0 | 0 | 1
S2 | Baseline_NoDegradation | C0_Baseline | BASELINE_S2_C0_Baseline | Educational / University building | 1000 | 2 | 10 | Chiller_AHU | 100 | 55 | 4000 | 317 | 316 | 317 | 1 | 317 | 0 | 24 | 1 | 14.2169 | 19.1707 | 67.2829 | 463.6136 | 0.25 | 23 | 1 | 0 | 0 | 150 | 0 | 3.0789 | heating | 11.5426 | 12.6292 | 12.6292 | 4.1018 | 0.2381 | 0 | 0.1925 | 4.5324 | 98.4433 | 5.7143 | 0 | 4.62 | 20 | 6.525 | 1.5 | 108.7776 | 108.7776 | 58.3048 | 58.3048 | 0.38133 | 0 | 0 | 13.0533 | 13.0533 | 0 | 0 | 1
S2 | Baseline_NoDegradation | C0_Baseline | BASELINE_S2_C0_Baseline | Educational / University building | 1000 | 2 | 10 | Chiller_AHU | 100 | 55 | 4000 | 318 | 317 | 318 | 1 | 318 | 0 | 24 | 1 | 14.4763 | 19.7137 | 71.7793 | 477.3845 | 0.25 | 23 | 1 | 0 | 0 | 150 | 0 | 3.0872 | heating | 11.7759 | 12.1141 | 12.1141 | 3.9239 | 0.2381 | 0 | 0.1925 | 4.3545 | 94.1738 | 5.7143 | 0 | 4.62 | 20 | 6.525 | 1.5 | 104.5081 | 104.5081 | 56.0163 | 56.0163 | 0.27584 | 0 | 0 | 12.541 | 12.541 | 0 | 0 | 1
S2 | Baseline_NoDegradation | C0_Baseline | BASELINE_S2_C0_Baseline | Educational / University building | 1000 | 2 | 10 | Chiller_AHU | 100 | 55 | 4000 | 319 | 318 | 319 | 1 | 319 | 0 | 24 | 1 | 13.8753 | 19.0246 | 67.2074 | 446.883 | 0.25 | 23 | 1 | 0 | 0 | 150 | 0 | 3.068 | heating | 11.296 | 13.3076 | 13.3076 | 4.3375 | 0.2381 | 0 | 0.1925 | 4.7681 | 104.1007 | 5.7143 | 0 | 4.62 | 20 | 6.525 | 1.5 | 114.435 | 114.435 | 61.3372 | 61.3372 | 0.40333 | 0 | 0 | 13.7322 | 13.7322 | 0 | 0 | 1
S2 | Baseline_NoDegradation | C0_Baseline | BASELINE_S2_C0_Baseline | Educational / University building | 1000 | 2 | 10 | Chiller_AHU | 100 | 55 | 4000 | 320 | 319 | 320 | 1 | 320 | 0 | 24 | 1 | 13.6768 | 19.3248 | 68.9302 | 440.0664 | 0.25 | 23 | 1 | 0 | 0 | 150 | 0 | 3.0617 | heating | 11.2629 | 13.7019 | 13.7019 | 4.4753 | 0.2381 | 0 | 0.1925 | 4.9059 | 107.4079 | 5.7143 | 0 | 4.62 | 20 | 6.525 | 1.5 | 117.7421 | 117.7421 | 63.1098 | 63.1098 | 0.38079 | 0 | 0 | 14.1291 | 14.1291 | 0 | 0 | 1
S2 | Baseline_NoDegradation | C0_Baseline | BASELINE_S2_C0_Baseline | Educational / University building | 1000 | 2 | 10 | Chiller_AHU | 100 | 55 | 4000 | 321 | 320 | 321 | 1 | 321 | 0 | 24 | 1 | 14.4896 | 18.6213 | 63.9219 | 458.3479 | 0.25 | 23 | 1 | 0 | 0 | 150 | 0 | 3.0877 | heating | 11.1015 | 12.0877 | 12.0877 | 3.9148 | 0.2381 | 0 | 0.1925 | 4.3454 | 93.9557 | 5.7143 | 0 | 4.62 | 20 | 6.525 | 1.5 | 104.29 | 104.29 | 55.8994 | 55.8994 | 0.43219 | 0 | 0 | 12.5148 | 12.5148 | 0 | 0 | 1
S2 | Baseline_NoDegradation | C0_Baseline | BASELINE_S2_C0_Baseline | Educational / University building | 1000 | 2 | 10 | Chiller_AHU | 100 | 55 | 4000 | 322 | 321 | 322 | 1 | 322 | 0 | 24 | 1 | 13.8413 | 18.9415 | 65.0437 | 439.9638 | 0.25 | 23 | 1 | 0 | 0 | 150 | 0 | 3.0669 | heating | 10.9701 | 13.3751 | 13.3751 | 4.3611 | 0.2381 | 0 | 0.1925 | 4.7917 | 104.6662 | 5.7143 | 0 | 4.62 | 20 | 6.525 | 1.5 | 115.0005 | 115.0005 | 61.6402 | 61.6402 | 0.44865 | 0 | 0 | 13.8001 | 13.8001 | 0 | 0 | 1
S2 | Baseline_NoDegradation | C0_Baseline | BASELINE_S2_C0_Baseline | Educational / University building | 1000 | 2 | 10 | Chiller_AHU | 100 | 55 | 4000 | 323 | 322 | 323 | 1 | 323 | 0 | 24 | 1 | 14.7335 | 20.0632 | 67.7815 | 429.638 | 0.25 | 23 | 1 | 0 | 0 | 150 | 0 | 3.0955 | heating | 10.9608 | 11.6032 | 11.6032 | 3.7485 | 0.2381 | 0 | 0.1925 | 4.1791 | 89.9629 | 5.7143 | 0 | 4.62 | 20 | 6.525 | 1.5 | 100.2972 | 100.2972 | 53.7593 | 53.7593 | 0.34036 | 0 | 0 | 12.0357 | 12.0357 | 0 | 0 | 1
S2 | Baseline_NoDegradation | C0_Baseline | BASELINE_S2_C0_Baseline | Educational / University building | 1000 | 2 | 10 | Chiller_AHU | 100 | 55 | 4000 | 324 | 323 | 324 | 1 | 324 | 0 | 24 | 1 | 13.4574 | 17.6057 | 67.7023 | 453.3127 | 0.25 | 23 | 1 | 0 | 0 | 150 | 0 | 3.0546 | heating | 11.0408 | 14.1377 | 14.1377 | 4.6283 | 0.2381 | 0 | 0.1925 | 5.0589 | 111.079 | 5.7143 | 0 | 4.62 | 20 | 6.525 | 1.5 | 121.4133 | 121.4133 | 65.0775 | 65.0775 | 0.41851 | 0 | 0 | 14.5696 | 14.5696 | 0 | 0 | 1
S2 | Baseline_NoDegradation | C0_Baseline | BASELINE_S2_C0_Baseline | Educational / University building | 1000 | 2 | 10 | Chiller_AHU | 100 | 55 | 4000 | 325 | 324 | 325 | 1 | 325 | 0 | 24 | 1 | 12.7921 | 17.5275 | 64.6163 | 415.0737 | 0.25 | 23 | 1 | 0 | 0 | 150 | 0 | 3.0333 | heating | 10.6192 | 15.4591 | 15.4591 | 5.0964 | 0.2381 | 0 | 0.1925 | 5.527 | 122.3129 | 5.7143 | 0 | 4.62 | 20 | 6.525 | 1.5 | 132.6472 | 132.6472 | 71.0989 | 71.0989 | 0.52015 | 0 | 0 | 15.9177 | 15.9177 | 0 | 0 | 1
S2 | Baseline_NoDegradation | C0_Baseline | BASELINE_S2_C0_Baseline | Educational / University building | 1000 | 2 | 10 | Chiller_AHU | 100 | 55 | 4000 | 326 | 325 | 326 | 1 | 326 | 0 | 24 | 1 | 13.5342 | 17.7005 | 67.9034 | 447.4292 | 0.25 | 23 | 1 | 0 | 0 | 150 | 0 | 3.0571 | heating | 10.8852 | 13.9851 | 13.9851 | 4.5746 | 0.2381 | 0 | 0.1925 | 5.0052 | 109.7911 | 5.7143 | 0 | 4.62 | 20 | 6.525 | 1.5 | 120.1254 | 120.1254 | 64.3872 | 64.3872 | 0.40988 | 0 | 0 | 14.4151 | 14.4151 | 0 | 0 | 1
S2 | Baseline_NoDegradation | C0_Baseline | BASELINE_S2_C0_Baseline | Educational / University building | 1000 | 2 | 10 | Chiller_AHU | 100 | 55 | 4000 | 327 | 326 | 327 | 1 | 327 | 0 | 24 | 1 | 13.3119 | 17.3196 | 64.4252 | 454.9755 | 0.25 | 23 | 1 | 0 | 0 | 150 | 0 | 3.05 | heating | 10.7172 | 14.4267 | 14.4267 | 4.7301 | 0.2381 | 0 | 0.1925 | 5.1607 | 113.5219 | 5.7143 | 0 | 4.62 | 20 | 6.525 | 1.5 | 123.8562 | 123.8562 | 66.3869 | 66.3869 | 0.49278 | 0 | 0 | 14.8627 | 14.8627 | 0 | 0 | 1
S2 | Baseline_NoDegradation | C0_Baseline | BASELINE_S2_C0_Baseline | Educational / University building | 1000 | 2 | 10 | Chiller_AHU | 100 | 55 | 4000 | 328 | 327 | 328 | 1 | 328 | 0 | 24 | 1 | 11.9808 | 16.8418 | 63.8008 | 444.3682 | 0.25 | 23 | 1 | 0 | 0 | 150 | 0 | 3.0074 | heating | 10.5684 | 17.0704 | 17.0704 | 5.6761 | 0.2381 | 0 | 0.1925 | 6.1067 | 136.2275 | 5.7143 | 0 | 4.62 | 20 | 6.525 | 1.5 | 146.5617 | 146.5617 | 78.5571 | 78.5571 | 0.58514 | 0 | 0 | 17.5874 | 17.5874 | 0 | 0 | 1
S2 | Baseline_NoDegradation | C0_Baseline | BASELINE_S2_C0_Baseline | Educational / University building | 1000 | 2 | 10 | Chiller_AHU | 100 | 55 | 4000 | 329 | 328 | 329 | 1 | 329 | 0 | 24 | 1 | 12.967 | 18.1286 | 67.0341 | 462.9548 | 0.25 | 23 | 1 | 0 | 0 | 150 | 0 | 3.0389 | heating | 10.7389 | 15.1117 | 15.1117 | 4.9727 | 0.2381 | 0 | 0.1925 | 5.4033 | 119.344 | 5.7143 | 0 | 4.62 | 20 | 6.525 | 1.5 | 129.6782 | 129.6782 | 69.5075 | 69.5075 | 0.4613 | 0 | 0 | 15.5614 | 15.5614 | 0 | 0 | 1
S2 | Baseline_NoDegradation | C0_Baseline | BASELINE_S2_C0_Baseline | Educational / University building | 1000 | 2 | 10 | Chiller_AHU | 100 | 55 | 4000 | 330 | 329 | 330 | 1 | 330 | 0 | 24 | 1 | 13.1403 | 18.2907 | 62.6752 | 447.9865 | 0.25 | 23 | 1 | 0 | 0 | 150 | 0 | 3.0445 | heating | 10.4139 | 14.7675 | 14.7675 | 4.8506 | 0.2381 | 0 | 0.1925 | 5.2812 | 116.4137 | 5.7143 | 0 | 4.62 | 20 | 6.525 | 1.5 | 126.748 | 126.748 | 67.9369 | 67.9369 | 0.53808 | 0 | 0 | 15.2098 | 15.2098 | 0 | 0 | 1
S2 | Baseline_NoDegradation | C0_Baseline | BASELINE_S2_C0_Baseline | Educational / University building | 1000 | 2 | 10 | Chiller_AHU | 100 | 55 | 4000 | 331 | 330 | 331 | 1 | 331 | 0 | 24 | 1 | 12.8011 | 17.5768 | 65.3428 | 390.8629 | 0.25 | 23 | 1 | 0 | 0 | 150 | 0 | 3.0336 | heating | 10.1708 | 15.4411 | 15.4411 | 5.09 | 0.2381 | 0 | 0.1925 | 5.5206 | 122.1591 | 5.7143 | 0 | 4.62 | 20 | 6.525 | 1.5 | 132.4934 | 132.4934 | 71.0164 | 71.0164 | 0.50508 | 0 | 0 | 15.8992 | 15.8992 | 0 | 0 | 1
S2 | Baseline_NoDegradation | C0_Baseline | BASELINE_S2_C0_Baseline | Educational / University building | 1000 | 2 | 10 | Chiller_AHU | 100 | 55 | 4000 | 332 | 331 | 332 | 1 | 332 | 0 | 24 | 1 | 13.2379 | 18.6249 | 65.715 | 388.2797 | 0.25 | 23 | 1 | 0 | 0 | 150 | 0 | 3.0476 | heating | 10.1164 | 14.5737 | 14.5737 | 4.782 | 0.2381 | 0 | 0.1925 | 5.2126 | 114.768 | 5.7143 | 0 | 4.62 | 20 | 6.525 | 1.5 | 125.1023 | 125.1023 | 67.0548 | 67.0548 | 0.47143 | 0 | 0 | 15.0123 | 15.0123 | 0 | 0 | 1
S2 | Baseline_NoDegradation | C0_Baseline | BASELINE_S2_C0_Baseline | Educational / University building | 1000 | 2 | 10 | Chiller_AHU | 100 | 55 | 4000 | 333 | 332 | 333 | 1 | 333 | 0 | 24 | 1 | 13.0062 | 18.303 | 61.1149 | 396.4942 | 0.25 | 23 | 1 | 0 | 0 | 150 | 0 | 3.0402 | heating | 9.9175 | 15.0339 | 15.0339 | 4.945 | 0.2381 | 0 | 0.1925 | 5.3756 | 118.6807 | 5.7143 | 0 | 4.62 | 20 | 6.525 | 1.5 | 129.015 | 129.015 | 69.1521 | 69.1521 | 0.57733 | 0 | 0 | 15.4818 | 15.4818 | 0 | 0 | 1
S2 | Baseline_NoDegradation | C0_Baseline | BASELINE_S2_C0_Baseline | Educational / University building | 1000 | 2 | 10 | Chiller_AHU | 100 | 55 | 4000 | 334 | 333 | 334 | 1 | 334 | 0 | 24 | 1 | 13.4534 | 18.5615 | 65.4367 | 453.1063 | 0.25 | 23 | 1 | 0 | 0 | 150 | 0 | 3.0545 | heating | 10.2921 | 14.1456 | 14.1456 | 4.631 | 0.2381 | 0 | 0.1925 | 5.0616 | 111.145 | 5.7143 | 0 | 4.62 | 20 | 6.525 | 1.5 | 121.4793 | 121.4793 | 65.1129 | 65.1129 | 0.46406 | 0 | 0 | 14.5775 | 14.5775 | 0 | 0 | 1
S2 | Baseline_NoDegradation | C0_Baseline | BASELINE_S2_C0_Baseline | Educational / University building | 1000 | 2 | 10 | Chiller_AHU | 100 | 55 | 4000 | 335 | 334 | 335 | 1 | 335 | 0 | 24 | 1 | 13.199 | 18.4622 | 69.7762 | 409.5622 | 0.25 | 23 | 1 | 0 | 0 | 150 | 0 | 3.0464 | heating | 10.2018 | 14.6508 | 14.6508 | 4.8093 | 0.2381 | 0 | 0.1925 | 5.2399 | 115.4226 | 5.7143 | 0 | 4.62 | 20 | 6.525 | 1.5 | 125.7569 | 125.7569 | 67.4057 | 67.4057 | 0.39254 | 0 | 0 | 15.0908 | 15.0908 | 0 | 0 | 1
S2 | Baseline_NoDegradation | C0_Baseline | BASELINE_S2_C0_Baseline | Educational / University building | 1000 | 2 | 10 | Chiller_AHU | 100 | 55 | 4000 | 336 | 335 | 336 | 1 | 336 | 0 | 24 | 1 | 12.5179 | 17.689 | 64.9748 | 401.2212 | 0.25 | 23 | 1 | 0 | 0 | 150 | 0 | 3.0246 | heating | 9.9175 | 16.0036 | 16.0036 | 5.2912 | 0.2381 | 0 | 0.1925 | 5.7218 | 126.9883 | 5.7143 | 0 | 4.62 | 20 | 6.525 | 1.5 | 137.3225 | 137.3225 | 73.6049 | 73.6049 | 0.52943 | 0 | 0 | 16.4787 | 16.4787 | 0 | 0 | 1
S2 | Baseline_NoDegradation | C0_Baseline | BASELINE_S2_C0_Baseline | Educational / University building | 1000 | 2 | 10 | Chiller_AHU | 100 | 55 | 4000 | 337 | 336 | 337 | 1 | 337 | 0 | 24 | 1 | 12.3553 | 18.2793 | 64.4929 | 395.0225 | 0.25 | 23 | 1 | 0 | 0 | 150 | 0 | 3.0194 | heating | 9.8145 | 16.3265 | 16.3265 | 5.4072 | 0.2381 | 0 | 0.1925 | 5.8378 | 129.7739 | 5.7143 | 0 | 4.62 | 20 | 6.525 | 1.5 | 140.1081 | 140.1081 | 75.098 | 75.098 | 0.54882 | 0 | 0 | 16.813 | 16.813 | 0 | 0 | 1
S2 | Baseline_NoDegradation | C0_Baseline | BASELINE_S2_C0_Baseline | Educational / University building | 1000 | 2 | 10 | Chiller_AHU | 100 | 55 | 4000 | 338 | 337 | 338 | 1 | 338 | 0 | 24 | 1 | 13.2867 | 18.2431 | 63.0762 | 418.8219 | 0.25 | 23 | 1 | 0 | 0 | 150 | 0 | 3.0492 | heating | 9.7976 | 14.4766 | 14.4766 | 4.7477 | 0.2381 | 0 | 0.1925 | 5.1783 | 113.9453 | 5.7143 | 0 | 4.62 | 20 | 6.525 | 1.5 | 124.2796 | 124.2796 | 66.6139 | 66.6139 | 0.52127 | 0 | 0 | 14.9135 | 14.9135 | 0 | 0 | 1
S2 | Baseline_NoDegradation | C0_Baseline | BASELINE_S2_C0_Baseline | Educational / University building | 1000 | 2 | 10 | Chiller_AHU | 100 | 55 | 4000 | 339 | 338 | 339 | 1 | 339 | 0 | 24 | 1 | 12.1426 | 17.2837 | 67.151 | 414.8039 | 0.25 | 23 | 1 | 0 | 0 | 150 | 0 | 3.0126 | heating | 9.8778 | 16.749 | 16.749 | 5.5597 | 0.2381 | 0 | 0.1925 | 5.9903 | 133.4329 | 5.7143 | 0 | 4.62 | 20 | 6.525 | 1.5 | 143.7672 | 143.7672 | 77.0592 | 77.0592 | 0.50842 | 0 | 0 | 17.2521 | 17.2521 | 0 | 0 | 1
S2 | Baseline_NoDegradation | C0_Baseline | BASELINE_S2_C0_Baseline | Educational / University building | 1000 | 2 | 10 | Chiller_AHU | 100 | 55 | 4000 | 340 | 339 | 340 | 1 | 340 | 0 | 24 | 1 | 12.5628 | 17.36 | 62.2481 | 398.301 | 0.25 | 23 | 1 | 0 | 0 | 150 | 0 | 3.026 | heating | 9.5682 | 15.9144 | 15.9144 | 5.2592 | 0.2381 | 0 | 0.1925 | 5.6898 | 126.2207 | 5.7143 | 0 | 4.62 | 20 | 6.525 | 1.5 | 136.555 | 136.555 | 73.1935 | 73.1935 | 0.58127 | 0 | 0 | 16.3866 | 16.3866 | 0 | 0 | 1
S2 | Baseline_NoDegradation | C0_Baseline | BASELINE_S2_C0_Baseline | Educational / University building | 1000 | 2 | 10 | Chiller_AHU | 100 | 55 | 4000 | 341 | 340 | 341 | 1 | 341 | 0 | 24 | 1 | 12.527 | 17.8935 | 59.3466 | 418.5161 | 0.25 | 23 | 1 | 0 | 0 | 150 | 0 | 3.0249 | heating | 9.4965 | 15.9855 | 15.9855 | 5.2847 | 0.2381 | 0 | 0.1925 | 5.7153 | 126.8331 | 5.7143 | 0 | 4.62 | 20 | 6.525 | 1.5 | 137.1674 | 137.1674 | 73.5217 | 73.5217 | 0.62838 | 0 | 0 | 16.4601 | 16.4601 | 0 | 0 | 1
S2 | Baseline_NoDegradation | C0_Baseline | BASELINE_S2_C0_Baseline | Educational / University building | 1000 | 2 | 10 | Chiller_AHU | 100 | 55 | 4000 | 342 | 341 | 342 | 1 | 342 | 0 | 24 | 1 | 12.4936 | 17.6444 | 60.3039 | 425.7408 | 0.25 | 23 | 1 | 0 | 0 | 150 | 0 | 3.0238 | heating | 9.4719 | 16.0518 | 16.0518 | 5.3085 | 0.2381 | 0 | 0.1925 | 5.7391 | 127.4039 | 5.7143 | 0 | 4.62 | 20 | 6.525 | 1.5 | 137.7382 | 137.7382 | 73.8277 | 73.8277 | 0.6243 | 0 | 0 | 16.5286 | 16.5286 | 0 | 0 | 1
S2 | Baseline_NoDegradation | C0_Baseline | BASELINE_S2_C0_Baseline | Educational / University building | 1000 | 2 | 10 | Chiller_AHU | 100 | 55 | 4000 | 343 | 342 | 343 | 1 | 343 | 0 | 24 | 1 | 13.2765 | 18.6603 | 59.274 | 413.6391 | 0.25 | 23 | 1 | 0 | 0 | 150 | 0 | 3.0488 | heating | 9.3597 | 14.497 | 14.497 | 4.7549 | 0.2381 | 0 | 0.1925 | 5.1855 | 114.1178 | 5.7143 | 0 | 4.62 | 20 | 6.525 | 1.5 | 124.4521 | 124.4521 | 66.7063 | 66.7063 | 0.58341 | 0 | 0 | 14.9343 | 14.9343 | 0 | 0 | 1
S2 | Baseline_NoDegradation | C0_Baseline | BASELINE_S2_C0_Baseline | Educational / University building | 1000 | 2 | 10 | Chiller_AHU | 100 | 55 | 4000 | 344 | 343 | 344 | 1 | 344 | 0 | 24 | 1 | 12.8289 | 17.1868 | 62.0013 | 402.2323 | 0.25 | 23 | 1 | 0 | 0 | 150 | 0 | 3.0345 | heating | 9.3387 | 15.3859 | 15.3859 | 5.0703 | 0.2381 | 0 | 0.1925 | 5.5009 | 121.6872 | 5.7143 | 0 | 4.62 | 20 | 6.525 | 1.5 | 132.0215 | 132.0215 | 70.7635 | 70.7635 | 0.57024 | 0 | 0 | 15.8426 | 15.8426 | 0 | 0 | 1
S2 | Baseline_NoDegradation | C0_Baseline | BASELINE_S2_C0_Baseline | Educational / University building | 1000 | 2 | 10 | Chiller_AHU | 100 | 55 | 4000 | 345 | 344 | 345 | 1 | 345 | 0 | 24 | 1 | 12.8799 | 17.9508 | 62.3796 | 422.2955 | 0.25 | 23 | 1 | 0 | 0 | 150 | 0 | 3.0362 | heating | 9.3532 | 15.2846 | 15.2846 | 5.0342 | 0.2381 | 0 | 0.1925 | 5.4648 | 120.8203 | 5.7143 | 0 | 4.62 | 20 | 6.525 | 1.5 | 131.1546 | 131.1546 | 70.2989 | 70.2989 | 0.55961 | 0 | 0 | 15.7386 | 15.7386 | 0 | 0 | 1
S2 | Baseline_NoDegradation | C0_Baseline | BASELINE_S2_C0_Baseline | Educational / University building | 1000 | 2 | 10 | Chiller_AHU | 100 | 55 | 4000 | 346 | 345 | 346 | 1 | 346 | 0 | 24 | 1 | 13.193 | 17.0462 | 60.9105 | 387.4087 | 0.25 | 23 | 1 | 0 | 0 | 150 | 0 | 3.0462 | heating | 9.1394 | 14.6628 | 14.6628 | 4.8135 | 0.2381 | 0 | 0.1925 | 5.2441 | 115.5243 | 5.7143 | 0 | 4.62 | 20 | 6.525 | 1.5 | 125.8586 | 125.8586 | 67.4602 | 67.4602 | 0.57021 | 0 | 0 | 15.103 | 15.103 | 0 | 0 | 1
S2 | Baseline_NoDegradation | C0_Baseline | BASELINE_S2_C0_Baseline | Educational / University building | 1000 | 2 | 10 | Chiller_AHU | 100 | 55 | 4000 | 347 | 346 | 347 | 1 | 347 | 0 | 24 | 1 | 11.6846 | 16.7223 | 63.7922 | 366.8458 | 0.25 | 23 | 1 | 0 | 0 | 150 | 0 | 2.9979 | heating | 9.1319 | 17.6586 | 17.6586 | 5.8903 | 0.2381 | 0 | 0.1925 | 6.3209 | 141.3671 | 5.7143 | 0 | 4.62 | 20 | 6.525 | 1.5 | 151.7014 | 151.7014 | 81.3119 | 81.3119 | 0.60308 | 0 | 0 | 18.2042 | 18.2042 | 0 | 0 | 1
S2 | Baseline_NoDegradation | C0_Baseline | BASELINE_S2_C0_Baseline | Educational / University building | 1000 | 2 | 10 | Chiller_AHU | 100 | 55 | 4000 | 348 | 347 | 348 | 1 | 348 | 0 | 24 | 1 | 12.7123 | 17.3459 | 59.7012 | 415.9977 | 0.25 | 23 | 1 | 0 | 0 | 150 | 0 | 3.0308 | heating | 9.0648 | 15.6176 | 15.6176 | 5.153 | 0.2381 | 0 | 0.1925 | 5.5836 | 123.6715 | 5.7143 | 0 | 4.62 | 20 | 6.525 | 1.5 | 134.0058 | 134.0058 | 71.8271 | 71.8271 | 0.61726 | 0 | 0 | 16.0807 | 16.0807 | 0 | 0 | 1
S2 | Baseline_NoDegradation | C0_Baseline | BASELINE_S2_C0_Baseline | Educational / University building | 1000 | 2 | 10 | Chiller_AHU | 100 | 55 | 4000 | 349 | 348 | 349 | 1 | 349 | 0 | 24 | 1 | 12.2588 | 17.4437 | 57.0541 | 421.566 | 0.25 | 23 | 1 | 0 | 0 | 150 | 0 | 3.0163 | heating | 9.0171 | 16.5182 | 16.5182 | 5.4764 | 0.2381 | 0 | 0.1925 | 5.907 | 131.4326 | 5.7143 | 0 | 4.62 | 20 | 6.525 | 1.5 | 141.7669 | 141.7669 | 75.987 | 75.987 | 0.64447 | 0 | 0 | 17.012 | 17.012 | 0 | 0 | 1
S2 | Baseline_NoDegradation | C0_Baseline | BASELINE_S2_C0_Baseline | Educational / University building | 1000 | 2 | 10 | Chiller_AHU | 100 | 55 | 4000 | 350 | 349 | 350 | 1 | 350 | 0 | 24 | 1 | 12.8201 | 17.7471 | 61.7004 | 353.9907 | 0.25 | 23 | 1 | 0 | 0 | 150 | 0 | 3.0342 | heating | 8.8662 | 15.4035 | 15.4035 | 5.0765 | 0.2381 | 0 | 0.1925 | 5.5071 | 121.8371 | 5.7143 | 0 | 4.62 | 20 | 6.525 | 1.5 | 132.1714 | 132.1714 | 70.8439 | 70.8439 | 0.57679 | 0 | 0 | 15.8606 | 15.8606 | 0 | 0 | 1
S2 | Baseline_NoDegradation | C0_Baseline | BASELINE_S2_C0_Baseline | Educational / University building | 1000 | 2 | 10 | Chiller_AHU | 100 | 55 | 4000 | 351 | 350 | 351 | 1 | 351 | 0 | 24 | 1 | 13.1013 | 17.9718 | 59.8953 | 370.2189 | 0.25 | 23 | 1 | 0 | 0 | 150 | 0 | 3.0432 | heating | 8.7879 | 14.8448 | 14.8448 | 4.878 | 0.2381 | 0 | 0.1925 | 5.3086 | 117.0711 | 5.7143 | 0 | 4.62 | 20 | 6.525 | 1.5 | 127.4054 | 127.4054 | 68.2893 | 68.2893 | 0.59392 | 0 | 0 | 15.2886 | 15.2886 | 0 | 0 | 1
S2 | Baseline_NoDegradation | C0_Baseline | BASELINE_S2_C0_Baseline | Educational / University building | 1000 | 2 | 10 | Chiller_AHU | 100 | 55 | 4000 | 352 | 351 | 352 | 1 | 352 | 0 | 24 | 1 | 12.2138 | 17.4916 | 60.5707 | 390.9497 | 0.25 | 23 | 1 | 0 | 0 | 150 | 0 | 3.0148 | heating | 8.7934 | 16.6077 | 16.6077 | 5.5086 | 0.2381 | 0 | 0.1925 | 5.9392 | 132.2074 | 5.7143 | 0 | 4.62 | 20 | 6.525 | 1.5 | 142.5417 | 142.5417 | 76.4023 | 76.4023 | 0.63576 | 0 | 0 | 17.105 | 17.105 | 0 | 0 | 1
S2 | Baseline_NoDegradation | C0_Baseline | BASELINE_S2_C0_Baseline | Educational / University building | 1000 | 2 | 10 | Chiller_AHU | 100 | 55 | 4000 | 353 | 352 | 353 | 1 | 353 | 0 | 24 | 1 | 12.4964 | 17.7016 | 58.9781 | 420.3701 | 0.25 | 23 | 1 | 0 | 0 | 150 | 0 | 3.0239 | heating | 8.768 | 16.0464 | 16.0464 | 5.3066 | 0.2381 | 0 | 0.1925 | 5.7372 | 127.3574 | 5.7143 | 0 | 4.62 | 20 | 6.525 | 1.5 | 137.6917 | 137.6917 | 73.8027 | 73.8027 | 0.63022 | 0 | 0 | 16.523 | 16.523 | 0 | 0 | 1
S2 | Baseline_NoDegradation | C0_Baseline | BASELINE_S2_C0_Baseline | Educational / University building | 1000 | 2 | 10 | Chiller_AHU | 100 | 55 | 4000 | 354 | 353 | 354 | 1 | 354 | 0 | 24 | 1 | 11.7161 | 17.2205 | 62.3101 | 356.591 | 0.25 | 23 | 1 | 0 | 0 | 150 | 0 | 2.9989 | heating | 8.6824 | 17.596 | 17.596 | 5.8675 | 0.2381 | 0 | 0.1925 | 6.2981 | 140.8192 | 5.7143 | 0 | 4.62 | 20 | 6.525 | 1.5 | 151.1535 | 151.1535 | 81.0183 | 81.0183 | 0.63083 | 0 | 0 | 18.1384 | 18.1384 | 0 | 0 | 1
S2 | Baseline_NoDegradation | C0_Baseline | BASELINE_S2_C0_Baseline | Educational / University building | 1000 | 2 | 10 | Chiller_AHU | 100 | 55 | 4000 | 355 | 354 | 355 | 1 | 355 | 0 | 24 | 1 | 13.6167 | 19.0149 | 61.2767 | 372.0516 | 0.25 | 23 | 1 | 0 | 0 | 150 | 0 | 3.0597 | heating | 8.6171 | 13.8212 | 13.8212 | 4.5171 | 0.2381 | 0 | 0.1925 | 4.9477 | 108.4112 | 5.7143 | 0 | 4.62 | 20 | 6.525 | 1.5 | 118.7455 | 118.7455 | 63.6476 | 63.6476 | 0.53746 | 0 | 0 | 14.2495 | 14.2495 | 0 | 0 | 1
S2 | Baseline_NoDegradation | C0_Baseline | BASELINE_S2_C0_Baseline | Educational / University building | 1000 | 2 | 10 | Chiller_AHU | 100 | 55 | 4000 | 356 | 355 | 356 | 1 | 356 | 0 | 24 | 1 | 12.3981 | 17.3144 | 59.8772 | 397.3703 | 0.25 | 23 | 1 | 0 | 0 | 150 | 0 | 3.0207 | heating | 8.5522 | 16.2415 | 16.2415 | 5.3767 | 0.2381 | 0 | 0.1925 | 5.8073 | 129.0397 | 5.7143 | 0 | 4.62 | 20 | 6.525 | 1.5 | 139.374 | 139.374 | 74.7045 | 74.7045 | 0.63611 | 0 | 0 | 16.7249 | 16.7249 | 0 | 0 | 1
S2 | Baseline_NoDegradation | C0_Baseline | BASELINE_S2_C0_Baseline | Educational / University building | 1000 | 2 | 10 | Chiller_AHU | 100 | 55 | 4000 | 357 | 356 | 357 | 1 | 357 | 0 | 24 | 1 | 12.6047 | 17.2402 | 60.5085 | 385.6236 | 0.25 | 23 | 1 | 0 | 0 | 150 | 0 | 3.0274 | heating | 8.4971 | 15.8311 | 15.8311 | 5.2294 | 0.2381 | 0 | 0.1925 | 5.66 | 125.5049 | 5.7143 | 0 | 4.62 | 20 | 6.525 | 1.5 | 135.8392 | 135.8392 | 72.8098 | 72.8098 | 0.61355 | 0 | 0 | 16.3007 | 16.3007 | 0 | 0 | 1
S2 | Baseline_NoDegradation | C0_Baseline | BASELINE_S2_C0_Baseline | Educational / University building | 1000 | 2 | 10 | Chiller_AHU | 100 | 55 | 4000 | 358 | 357 | 358 | 1 | 358 | 0 | 24 | 1 | 12.8514 | 18.1496 | 58.0831 | 346.4735 | 0.25 | 23 | 1 | 0 | 0 | 150 | 0 | 3.0352 | heating | 8.3826 | 15.3412 | 15.3412 | 5.0544 | 0.2381 | 0 | 0.1925 | 5.485 | 121.3048 | 5.7143 | 0 | 4.62 | 20 | 6.525 | 1.5 | 131.6391 | 131.6391 | 70.5585 | 70.5585 | 0.60892 | 0 | 0 | 15.7967 | 15.7967 | 0 | 0 | 1
S2 | Baseline_NoDegradation | C0_Baseline | BASELINE_S2_C0_Baseline | Educational / University building | 1000 | 2 | 10 | Chiller_AHU | 100 | 55 | 4000 | 359 | 358 | 359 | 1 | 359 | 0 | 24 | 1 | 12.1026 | 16.4484 | 58.8661 | 361.2359 | 0.25 | 23 | 1 | 0 | 0 | 150 | 0 | 3.0113 | heating | 8.3447 | 16.8284 | 16.8284 | 5.5884 | 0.2381 | 0 | 0.1925 | 6.019 | 134.1226 | 5.7143 | 0 | 4.62 | 20 | 6.525 | 1.5 | 144.4569 | 144.4569 | 77.4289 | 77.4289 | 0.65384 | 0 | 0 | 17.3348 | 17.3348 | 0 | 0 | 1
S2 | Baseline_NoDegradation | C0_Baseline | BASELINE_S2_C0_Baseline | Educational / University building | 1000 | 2 | 10 | Chiller_AHU | 100 | 55 | 4000 | 360 | 359 | 360 | 1 | 360 | 0 | 24 | 1 | 12.332 | 16.1498 | 55.6668 | 383.1724 | 0.25 | 23 | 1 | 0 | 0 | 150 | 0 | 3.0186 | heating | 8.3076 | 16.3727 | 16.3727 | 5.4239 | 0.2381 | 0 | 0.1925 | 5.8545 | 130.1738 | 5.7143 | 0 | 4.62 | 20 | 6.525 | 1.5 | 140.5081 | 140.5081 | 75.3123 | 75.3123 | 0.64008 | 0 | 0 | 16.861 | 16.861 | 0 | 0 | 1
S2 | Baseline_NoDegradation | C0_Baseline | BASELINE_S2_C0_Baseline | Educational / University building | 1000 | 2 | 10 | Chiller_AHU | 100 | 55 | 4000 | 361 | 360 | 361 | 1 | 361 | 0 | 24 | 1 | 12.2377 | 17.3819 | 55.1512 | 387.3795 | 0.25 | 23 | 1 | 0 | 0 | 150 | 0 | 3.0156 | heating | 8.2536 | 16.5601 | 16.5601 | 5.4915 | 0.2381 | 0 | 0.1925 | 5.9221 | 131.7956 | 5.7143 | 0 | 4.62 | 20 | 6.525 | 1.5 | 142.1299 | 142.1299 | 76.1816 | 76.1816 | 0.64574 | 0 | 0 | 17.0556 | 17.0556 | 0 | 0 | 1
S2 | Baseline_NoDegradation | C0_Baseline | BASELINE_S2_C0_Baseline | Educational / University building | 1000 | 2 | 10 | Chiller_AHU | 100 | 55 | 4000 | 362 | 361 | 362 | 1 | 362 | 0 | 24 | 1 | 12.5186 | 17.6346 | 62.3575 | 386.7834 | 0.25 | 23 | 1 | 0 | 0 | 150 | 0 | 3.0246 | heating | 8.2735 | 16.0022 | 16.0022 | 5.2907 | 0.2381 | 0 | 0.1925 | 5.7213 | 126.9769 | 5.7143 | 0 | 4.62 | 20 | 6.525 | 1.5 | 137.3112 | 137.3112 | 73.5988 | 73.5988 | 0.58173 | 0 | 0 | 16.4773 | 16.4773 | 0 | 0 | 1
S2 | Baseline_NoDegradation | C0_Baseline | BASELINE_S2_C0_Baseline | Educational / University building | 1000 | 2 | 10 | Chiller_AHU | 100 | 55 | 4000 | 363 | 362 | 363 | 1 | 363 | 0 | 24 | 1 | 12.4606 | 17.2233 | 56.8303 | 364.5013 | 0.25 | 23 | 1 | 0 | 0 | 150 | 0 | 3.0227 | heating | 8.1326 | 16.1175 | 16.1175 | 5.3321 | 0.2381 | 0 | 0.1925 | 5.7627 | 127.9699 | 5.7143 | 0 | 4.62 | 20 | 6.525 | 1.5 | 138.3041 | 138.3041 | 74.131 | 74.131 | 0.63237 | 0 | 0 | 16.5965 | 16.5965 | 0 | 0 | 1
S2 | Baseline_NoDegradation | C0_Baseline | BASELINE_S2_C0_Baseline | Educational / University building | 1000 | 2 | 10 | Chiller_AHU | 100 | 55 | 4000 | 364 | 363 | 364 | 1 | 364 | 0 | 24 | 1 | 12.5871 | 17.429 | 60.1934 | 349.8676 | 0.25 | 23 | 1 | 0 | 0 | 150 | 0 | 3.0268 | heating | 8.0829 | 15.8661 | 15.8661 | 5.2419 | 0.2381 | 0 | 0.1925 | 5.6725 | 125.8057 | 5.7143 | 0 | 4.62 | 20 | 6.525 | 1.5 | 136.14 | 136.14 | 72.971 | 72.971 | 0.6209 | 0 | 0 | 16.3368 | 16.3368 | 0 | 0 | 1
S2 | Baseline_NoDegradation | C0_Baseline | BASELINE_S2_C0_Baseline | Educational / University building | 1000 | 2 | 10 | Chiller_AHU | 100 | 55 | 4000 | 365 | 364 | 365 | 1 | 365 | 0 | 24 | 1 | 13.818 | 18.8543 | 60.6097 | 357.1464 | 0.25 | 23 | 1 | 0 | 0 | 150 | 0 | 3.0662 | heating | 8.0446 | 13.4214 | 13.4214 | 4.3772 | 0.2381 | 0 | 0.1925 | 4.8078 | 105.0538 | 5.7143 | 0 | 4.62 | 20 | 6.525 | 1.5 | 115.3881 | 115.3881 | 61.848 | 61.848 | 0.53872 | 0 | 0 | 13.8466 | 13.8466 | 0 | 0 | 1